## Comparisons
Trade: | [7 empty] | +Groundworks & Frame | [8 empty] | Matched Item Name | Rate | Unit
Date: | [7 empty] | 07/05/2025 - 08:36
Current Project: | [7 empty] | 25005 - KYN Highgate
GA
Completion Total | [14 empty] | 0/761 Items
Bill Total | [14 empty] | 0
Lump Sums Total | [14 empty] | 0
Discount Total | [14 empty] | 0
Adjustment Total | [14 empty] | 0
Attendance Total | [14 empty] | 0
Gross Total (inc Disc, inc Adj, inc Att) | [14 empty] | 0
Provisional Total | [14 empty] | 0
Plugged Total | [14 empty] | 0
Subcontractor Note
Current Page Total | [14 empty] | 0
F | l | a | g | s | - | - | Bill | Section | Page | Ref | Original Ref | Description | Quantity | Unit | Rate | Extension
[7 empty] | 2 | 1 | 1 | A | 0 | 1.1 PILING 1.1 PILING The following works have been measured in accordance with SMM7. The only departures from SMM7 are in connection with various pricing points where sufficient details are not available . Piling mat; partially imported material, incl earthwork support where necessary D Groundwork D20 Excavating and filling Site preparation for existing ground to receive piling mat/platform. Site preparation to receive pile mat; at ground level with top of pile mat at level +112.75mOD | 1606 | m2 | 0
[7 empty] | 2 | 1 | 1 | B | 0 | Excavating. To remove pile mat excavating of 600mm deep pile mat after completion of piling works; at level +112.75mOD | 964 | m3 | 0
[7 empty] | 2 | 1 | 1 | C | 0 | Disposal excavated material; off site | 964 | m3 | 0
[7 empty] | 2 | 1 | 1 | D | 0 | Pile mat 6F2 of 600mm thick with geotex to all areas; well compacted in layers. Filling to make up level average thickness exceeding 0.25m; obtained from on site spoil heaps | 545 | m3 | 0
[7 empty] | 2 | 1 | 1 | E | 0 | average thickness exceeding 0.25m; obtained off site; 600mm thick pile mat; at level finish level 112.75 mOD | 419 | m3 | 0
[15 empty] | 2/1/1 | 0
[7 empty] | 2 | 1 | 2 | A | 0 | Basement; reduced level dig, excavation & compacting Earthworks D Groundwork D20 Excavating and filling Excavating Basements and the like; commencing level 112.15mOD maximum depth not exceeding 2.00m | 102 | m3 | 0
[7 empty] | 2 | 1 | 2 | B | 0 | maximum depth 2-4m | 69 | m3 | 0
[7 empty] | 2 | 1 | 2 | C | 0 | maximum depth 6-8m | 8611 | m3 | 0
[7 empty] | 2 | 1 | 2 | D | 0 | Pits (20nr); commencing level varying maximum depth not exceeding 1.00m | 27 | m3 | 0
[7 empty] | 2 | 1 | 2 | E | 0 | maximum depth not exceeding 2.00m | 6 | m3 | 0
[7 empty] | 2 | 1 | 2 | F | 0 | Trenches, widths exceeding 0.30m; commencing level varying maximum depth not exceeding 250mm | 43 | m3 | 0
[7 empty] | 2 | 1 | 2 | G | 0 | Items extra over excavating in inert material irrespective of depth excavating below ground water level | 1 | ITEM | 0
[7 empty] | 2 | 1 | 2 | H | 0 | non-hazardous material; excavating below ground water level | 1 | ITEM | 0
[7 empty] | 2 | 1 | 2 | J | 0 | hazardous material; excavating below ground water level | 1 | ITEM | 0
[7 empty] | 2 | 1 | 2 | K | 0 | next existing services | 1 | ITEM | 0
[7 empty] | 2 | 1 | 2 | L | 0 | around existing services crossing excavation | 1 | ITEM | 0
[7 empty] | 2 | 1 | 2 | M | 0 | Breaking out existing materials rock | 1 | ITEM | 0
[7 empty] | 2 | 1 | 2 | N | 0 | concrete | 1 | ITEM | 0
[7 empty] | 2 | 1 | 2 | P | 0 | reinforced concrete | 1 | ITEM | 0
[15 empty] | 2/1/2 | 0
[7 empty] | 2 | 1 | 3 | A | 0 | Breaking out existing materials brickwork, blockwork or stonework | 1 | ITEM | 0
[7 empty] | 2 | 1 | 3 | B | 0 | coated macadam or asphalt | 1 | ITEM | 0
[7 empty] | 2 | 1 | 3 | C | 0 | Working space allowance to excavations pit | 83 | m2 | 0
[7 empty] | 2 | 1 | 3 | D | 0 | trenches | 71 | m2 | 0
[7 empty] | 2 | 1 | 3 | E | 0 | Earthwork support; refer drawing no. LON1_L3008-S-ZZ-F1-DR-S-FNDN-1105, 1106, 1107, 1108 Maximum depth not exceeding 1.00m distance between opposing faces not exceeding 2.00 m | 103 | m2 | 0
[7 empty] | 2 | 1 | 3 | F | 0 | distance between opposing faces 2.0-4.00 m | 36 | m2 | 0
[7 empty] | 2 | 1 | 3 | G | 0 | Maximum depth not exceeding 2.00m distance between opposing faces not exceeding 2.00 m | 5 | m2 | 0
[7 empty] | 2 | 1 | 3 | H | 0 | distance between opposing faces 2.0-4.00 m | 10 | m2 | 0
[7 empty] | 2 | 1 | 3 | J | 0 | Filling to excavated areas Filling to excavations average thickness not exceeding 0.25m; brought from outside | 8 | m3 | 0
[7 empty] | 2 | 1 | 3 | K | 0 | Compacted granular fill to the bottom of slab; refer drawing no. KYN-CSP-NB-B2-DR-S-3019 Filling to excavations average thickness exceeding 0.25m; arising from the excavation | 228 | m3 | 0
[15 empty] | 2/1/3 | 0
[7 empty] | 2 | 1 | 4 | A | 0 | Basement; associated muckaway Earthworks D Groundwork D20 Excavating and filling Disposal surface water | 1 | ITEM | 0
[7 empty] | 2 | 1 | 4 | B | 0 | ground water | 1 | ITEM | 0
[7 empty] | 2 | 1 | 4 | C | 0 | excavated material, non-hazardous/ hazardous; off site | 8890 | m3 | 0
[15 empty] | 2/1/4 | 0
[7 empty] | 2 | 1 | 5 | B | 0 | Items extra over for piling breaking through obstructions noted on drawings as the edge of existing foundations/hard obstruction s | 1 | ITEM | 0
[7 empty] | 2 | 1 | 5 | C | 0 | Cutting sheet piles to level following installatio n D Groundwork D30 Piling Cutting from top of sheet piles to suit proposed external ground level; refer drawing KYN-CSP-NB-B1-DR-S-3021, piling schedule KYH-CSP-NB-FO-DR-S-3010 & specification KYH-CSP-NB-XX-RP-S-0006 sheet piles, plan length | 26 | m | 0
[7 empty] | 2 | 1 | 5 | D | 0 | Provision for forming a fully watertight basement wall as part of a Grade 2, sealing weld and horizontal "puddle flange" at sheet pile/basement interface General pricing point allow for water tightness for pipe penetration through retaining wall; water stop RX101 puddle flange secured with RX WB, 40x40mm fillet of volclay pastes; drawing no. KYN-CSP-NB-XX-DR-S-8006 | 2 | nr | 0
[15 empty] | 2/1/5 | 0
[7 empty] | 2 | 1 | 6 | A | 0 | Attendance for sheet piling installations General pricing point allow for attendance for sheet piling installation s | 1 | ITEM | 0
[15 empty] | 2/1/6 | 0
[7 empty] | 2 | 1 | 7 | A | 0 | Cutting from top of secant piles & preparing heads of concrete piles for incorporation into the capping beam/pile caps; refer drawing KYH-CSP-NB-FO-DR-S-3001, piling schedule KYH-CSP-NB-FO-DR-S-3010 & specification KYH-CSP-NB-XX-RP-S-0006 600mm dia male secant pile at approx. 900mm c/c with on overall plan length of approx. 149m | 312 | m | 0
[7 empty] | 2 | 1 | 7 | C | 0 | Disposal arising's from Secant piles and cutting and preparing pile heads; refer drawing KYH-CSP-NB-FO-DR-S-3001, piling schedule KYH-CSP-NB-FO-DR-S-3010 & specification KYH-CSP-NB-XX-RP-S-0006 Disposal of excavated materials 600mm dia male secant pile at approx. 900mm c/c with on overall plan length of approx. 149m | 167 | nr | 0
[15 empty] | 2/1/7 | 0
[7 empty] | 2 | 1 | 8 | B | 0 | Items extra over for piling breaking through obstructions noted on drawings as the edge of existing foundations/hard obstruction s | 1 | ITEM | 0
[7 empty] | 2 | 1 | 8 | C | 0 | Cutting from top of secant piles & preparing heads of concrete piles for incorporation into the capping beam/pile caps; refer drawing KYH-CSP-NB-FO-DR-S-3001, piling schedule KYH-CSP-NB-FO-DR-S-3010 & specification KYH-CSP-NB-XX-RP-S-0006 600mm dia female secant pile at approx. 900mm c/c with on overall plan length of approx. 149m | 312 | m | 0
[15 empty] | 2/1/8 | 0
[7 empty] | 2 | 1 | 9 | A | 0 | Disposal arising's from Secant piles and cutting and preparing pile heads; refer drawing KYH-CSP-NB-FO-DR-S-3001, piling schedule KYH-CSP-NB-FO-DR-S-3010 & specification KYH-CSP-NB-XX-RP-S-0006 Disposal of excavated materials 600mm dia female secant pile at approx. 900mm c/c with on overall plan length of approx. 149m | 167 | nr | 0
[15 empty] | 2/1/9 | 0
[7 empty] | 2 | 1 | 10 | B | 1 | Items extra over for piling breaking through obstructions noted on drawings as the edge of existing foundations/hard obstruction s | 1 | ITEM | 0
[7 empty] | 2 | 1 | 10 | C | 1 | Cutting from top of nominal bored piles & preparing heads of concrete piles for incorporation into the capping beam/pile caps; refer drawing KYH-CSP-NB-FO-DR-S-3001, piling schedule KYH-CSP-NB-FO-DR-S-3010 & specification KYH-CSP-NB-XX-RP-S-0006 Cutting off tops of piles 500mm nominal diameter piles; cutting depth 2.56m; 7nr | 18 | m | 0
[7 empty] | 2 | 1 | 10 | D | 1 | 500mm nominal diameter piles; cutting depth 6.705m; 6nr | 40 | m | 0
[7 empty] | 2 | 1 | 10 | E | 1 | 500mm nominal diameter piles; cutting depth 6.795m; 37nr | 251 | m | 0
[7 empty] | 2 | 1 | 10 | F | 1 | 500mm nominal diameter piles; cutting depth 6.855m; 34nr | 233 | m | 0
[7 empty] | 2 | 1 | 10 | G | 1 | 500mm nominal diameter piles; cutting depth 6.915m; 15nr | 104 | m | 0
[7 empty] | 2 | 1 | 10 | H | 1 | 500mm nominal diameter piles; cutting depth 7.155m; 48nr | 343 | m | 0
[7 empty] | 2 | 1 | 10 | J | 1 | 500mm nominal diameter piles; cutting depth 7.605m; 5nr | 38 | m | 0
[15 empty] | 2/1/10 | 0
[7 empty] | 2 | 1 | 11 | A | 1 | Cutting from top of nominal bored piles & preparing heads of concrete piles for incorporation into the capping beam/pile caps; refer drawing KYH-CSP-NB-FO-DR-S-3001, piling schedule KYH-CSP-NB-FO-DR-S-3010 & specification KYH-CSP-NB-XX-RP-S-0006 Cutting off tops of piles 500mm nominal diameter piles; cutting depth 7.845m; 11nr | 86 | m | 0
[7 empty] | 2 | 1 | 11 | B | 1 | 500mm nominal diameter piles; cutting depth 8.015m; 17nr | 136 | m | 0
[7 empty] | 2 | 1 | 11 | D | 1 | Disposal arising's from boring piles and cutting and preparing pile heads; refer drawing KYH-CSP-NB-FO-DR-S-3001, piling schedule KYH-CSP-NB-FO-DR-S-3010 & specification KYH-CSP-NB-XX-RP-S-0006 Disposal of excavated materials 500mm diameter piles | 180 | nr | 0
[7 empty] | 2 | 1 | 11 | E | 1 | Allow for integrity testing for piles to the full depth of the pile; refer drawing KYH-CSP-NB-FO-DR-S-3001, piling schedule KYH-CSP-NB-FO-DR-S-3010 & specification KYH-CSP-NB-XX-RP-S-0006 Pile tests all piles to be tested; CFA bored piles | 180 | nr | 0
[7 empty] | 2 | 1 | 11 | F | 1 | Allow a minimum of 1% of contract piles (and in any case no less than 2no. piles) shall be subject to maintained proof load compression testing; refer drawing KYH-CSP-NB-FO-DR-S-3001, piling schedule KYH-CSP-NB-FO-DR-S-3010 & specification KYH-CSP-NB-XX-RP-S-0006 500mm diameter piles; bored piles | 2 | nr | 0
[15 empty] | 2/1/11 | 0
[7 empty] | 2 | 1 | 12 | A | 1 | Temporary works Supply and installation of temporary steelwork bracing, waler beams, flying shores, etc General pricing point allow for supply and installation of temporary steelwork bracing, waler beams, flying shores, et c | 1 | ITEM | 0
[7 empty] | 2 | 1 | 12 | F | 1 | Any other item not specified in CSA General pricing point allow for interface between sheet piled wall & secant pile to be agreed with piling contractor; refer drawing no. KYN-CSP-NB-FO-DR-S-3002 | 12 | m | 0
[7 empty] | 2 | 1 | 12 | G | 1 | allow for water tightness for pipe penetration through secant piles; water stop RX101 puddle flange secured with RX WB, 40x40mm fillet of volclay pastes; drawing no. KYN-CSP-NB-XX-DR-S-8006 | 29 | nr | 0
[7 empty] | 2 | 1 | 12 | H | 1 | allow for mud mat for footprint of building below basement | 1293 | m2 | 0
[15 empty] | 2/1/12 | 0
[7 empty] | 2 | 2 | 1 | A | 0 | X DRAINAGE X DRAINAGE The following works have been measured in accordance with SMM7. The only departures from SMM7 are in connection with various pricing points where sufficient details are not available . SURFACE WATER DRAINAGE Note: Drainage work: Commencement level of excavations from the underside of slab build-ups. Surface water drainage to site boundary R Disposal systems R12 Drainage below ground Excavation trenches for pipes; including for dewatering if any; providing contractor designed earthwork support and ventilation for deep drainage; backfilling, disposing of surplus excavated material on/off site and levelling in the areas to be filled; refer drawings and specification KYH-CSP-NB-XX-RP-S-0006 civil & structural specification Excavating trenches Pipes not exceeding 200 mm nominal size; nominal dia of pipe 100mm trench, average depth exceeding 0.25m but not exceeding 0.5m | 5 | m | 0
[7 empty] | 2 | 2 | 1 | B | 0 | trench, average depth exceeding 0.5m but not exceeding 0.75m | 11 | m | 0
[7 empty] | 2 | 2 | 1 | C | 0 | trench, average depth exceeding 0.5m but not exceeding 0.75m (cavity drain outlet pipe) | 117 | m | 0
[7 empty] | 2 | 2 | 1 | D | 0 | trench, average depth exceeding 0.75m but not exceeding 1m | 1 | m | 0
[15 empty] | 2/2/1 | 0
[7 empty] | 2 | 2 | 2 | A | 0 | Items extra over excavating trenches, irrespective of depth breaking out existing materials | 1 | ITEM | 0
[7 empty] | 2 | 2 | 2 | B | 0 | breaking out existing hard paving's | 1 | ITEM | 0
[7 empty] | 2 | 2 | 2 | C | 0 | next existing live services | 1 | ITEM | 0
[7 empty] | 2 | 2 | 2 | D | 0 | around existing live services crossing trenches | 1 | ITEM | 0
[7 empty] | 2 | 2 | 2 | E | 0 | Disposal surface water | 1 | ITEM | 0
[7 empty] | 2 | 2 | 2 | F | 0 | ground water | 1 | ITEM | 0
[7 empty] | 2 | 2 | 2 | G | 0 | Class Z concrete surround with flexible joint at each pipe; refer drawings and specification KYH-CSP-NB-XX-RP-S-0006 civil & structural specification Beds and surrounds to 100mm dia pipe; size 300mm wide x 300mm high | 17 | m | 0
[7 empty] | 2 | 2 | 2 | H | 0 | to 100mm dia pipe; size 300mm wide x 300mm high (cavity drain) | 117 | m | 0
[7 empty] | 2 | 2 | 2 | J | 0 | Surface water drainage; Pipes Fittings Connections etc uPVC pipe; with suitable joints; refer drawings and specification KYH-CSP-NB-XX-RP-S-0006 civil & structural specification Pipes in trenches 100mm nominal dia | 17 | m | 0
[7 empty] | 2 | 2 | 2 | K | 0 | 100mm nominal dia (cavity drain) | 117 | m | 0
[7 empty] | 2 | 2 | 2 | L | 0 | Items extra over the pipe in which they occur Pipe fittings 45 degree bend; 100mm dia | 3 | nr | 0
[15 empty] | 2/2/2 | 0
[7 empty] | 2 | 2 | 3 | A | 0 | Rocker pipes; passing through structure, manhole; including suitable joints at both end; and specification KYH-CSP-NB-XX-RP-S-0006 civil & structural specification Pipe fittings 600mm long; 100mm dia | 25 | nr | 0
[7 empty] | 2 | 2 | 3 | B | 0 | RWP connection point for surface pipe; waterproofing turned 150mm upstack and sealed with vol-clay paste; lean mix infill for 300mm depth thereafter type 'S' bedding to be used; pipe to be levelled and bedded using type 'S' bedding; pipe reducer where necessary; complete including for slab penetration & connection as required for vertical pipes including all accessories and fittings; refer detail drawing KYN-CSP-NB-XX-DR-D-9012 and specification KYH-CSP-NB-XX-RP-S-0006 civil & structural specification Pipe accessories RWP connection 100mm dia pipe | 5 | nr | 0
[7 empty] | 2 | 2 | 3 | C | 0 | Gully; grating and frame to load class D400; 2 or 3 courses of engineering brickwork; 100mm concrete surround; 300mm x 600mm precast concrete gully pot with 100mm trapped outlet, stopper and chain; refer detail drawing KYN-CSP-NB-XX-DR-D-9012 and specification KYH-CSP-NB-XX-RP-S-0006 civil & structural specification Accessories gully connected with 100mm dia | 6 | nr | 0
[7 empty] | 2 | 2 | 3 | D | 0 | Cavity wall drain; detail TBC; complete including all accessories, fittings and necessary works; refer drawings and specification KYH-CSP-NB-XX-RP-S-0006 civil & structural specification Accessories cavity wall drain | 163 | m | 0
[15 empty] | 2/2/3 | 0
[7 empty] | 2 | 2 | 4 | A | 0 | Cover and frame for manhole to be double sealed; (excavation and In-situ chamber measure separately); work shall be in accordance with specification; refer drawings and specification KYH-CSP-NB-XX-RP-S-0006 civil & structural specification Manholes (cover and frame) cover load C250; 600mm x 600mm | 1 | nr | 0
[7 empty] | 2 | 2 | 4 | B | 0 | Manhole; details TBC; complete including cover and frame; excavation, backfilling, disposal, and dewatering if any, contractor design earthwork support and all as necessary works; refer drawings and specification KYH-CSP-NB-XX-RP-S-0006 civil & structural specification Manholes SMH; TBC | 3 | nr | 0
[7 empty] | 2 | 2 | 4 | C | 0 | Surface pump chamber; with required storage volume 10m3 below lowest invert level; dual vortex pumps; discharge rate 5l/s; cable duct connection, fitted into tank to suit site requirements; davit socket (optional) supplied loose; access cover and frame supplied loose; with concrete surround; pipe coupling (optional PIMS supply); vent pipe; level control floats; pumps on self locating quick release couplings; sockets for sewer connections. fitted to tank to suit site requirements; 5 nominal internal chamber depths 2000-4500 (500mm increments); 1800mm internal diameter; complete including excavation, backfilling, disposal, and dewatering if any, contractor design earthwork support and all as necessary works; refer detail drawing KYN-CSP-NB-XX-DR-D-9013 and specification KYH-CSP-NB-XX-RP-S-0006 civil & structural specification Pump chamber depth to invert 1.58m, size 1800mm x 1800mm, cover grade C250, cover type solid, cover size 600mm x 600mm; ref.SMH-23 | 1 | nr | 0
[15 empty] | 2/2/4 | 0
[7 empty] | 2 | 2 | 5 | A | 0 | General pricing points allow contractor for sumps to cavity wall drain outlets; including all necessary civil work | 6 | nr | 0
[7 empty] | 2 | 2 | 5 | B | 0 | Testing & Commissioning interim and final testing of private gravity drain s | 1 | ITEM | 0
[7 empty] | 2 | 2 | 5 | C | 0 | water testing of manholes and inspection chambers | 1 | ITEM | 0
[7 empty] | 2 | 2 | 5 | D | 0 | testing of ancillary components | 1 | ITEM | 0
[7 empty] | 2 | 2 | 5 | E | 0 | C.C.T.V. Surveys provide for CCTV survey of all pipework, manholes and chambers; following construction / prior to handover all in accordance with the engineers recommendations | 1 | ITEM | 0
[7 empty] | 2 | 2 | 5 | F | 0 | As built Drawings generally | 1 | ITEM | 0
[7 empty] | 2 | 2 | 5 | G | 0 | Operating and maintenance manuals generally | 1 | ITEM | 0
[7 empty] | 2 | 2 | 5 | H | 0 | Protection warning marker tape | 130 | m | 0
[15 empty] | 2/2/5 | 0
[7 empty] | 2 | 3 | 1 | A | 0 | X DRAINAGE X DRAINAGE The following works have been measured in accordance with SMM7. The only departures from SMM7 are in connection with various pricing points where sufficient details are not available . FOUL WATER DRAINAGE Note: Drainage work: Commencement level of excavations from the underside of slab build-ups. Foul water drainage design; Excavate and Filling R Disposal systems R12 Drainage below ground Excavation trenches for pipes; including for dewatering if any; providing contractor designed earthwork support and ventilation for deep drainage; backfilling, disposing of surplus excavated material on/off site and levelling in the areas to be filled; refer drawings and specification KYH-CSP-NB-XX-RP-S-0006 civil & structural specification Excavating trenches Pipes not exceeding 200 mm nominal size; nominal dia of pipe 100mm trench, average depth exceeding 0.5m but not exceeding 0.75m | 79 | m | 0
[7 empty] | 2 | 3 | 1 | B | 0 | trench, average depth exceeding 0.75m but not exceeding 1m | 64 | m | 0
[7 empty] | 2 | 3 | 1 | C | 0 | trench, average depth exceeding 1.25m but not exceeding 1.5m | 2 | m | 0
[7 empty] | 2 | 3 | 1 | D | 0 | trench, average depth exceeding 1.5m but not exceeding 1.75m | 2 | m | 0
[7 empty] | 2 | 3 | 1 | E | 0 | trench, average depth exceeding 2.25m but not exceeding 2.5m | 5 | m | 0
[15 empty] | 2/3/1 | 0
[7 empty] | 2 | 3 | 2 | A | 0 | X DRAINAGE X DRAINAGE The following works have been measured in accordance with SMM7. The only departures from SMM7 are in connection with various pricing points where sufficient details are not available . FOUL WATER DRAINAGE Note: Drainage work: Commencement level of excavations from the underside of slab build-ups. Foul water drainage design; Excavate and Filling R Disposal systems R12 Drainage below ground Excavation trenches for pipes; including for dewatering if any; providing contractor designed earthwork support and ventilation for deep drainage; backfilling, disposing of surplus excavated material on/off site and levelling in the areas to be filled; refer drawings and specification KYH-CSP-NB-XX-RP-S-0006 civil & structural specification Excavating trenches Pipes not exceeding 200 mm nominal size; nominal dia of pipe 100mm trench, average depth exceeding 2.75m but not exceeding 3m | 4 | m | 0
[7 empty] | 2 | 3 | 2 | B | 0 | Pipes not exceeding 200 mm nominal size; nominal dia of pipe 150mm trench, average depth exceeding 1m but not exceeding 1.25m | 11 | m | 0
[7 empty] | 2 | 3 | 2 | C | 0 | trench, average depth exceeding 1.25m but not exceeding 1.5m | 18 | m | 0
[7 empty] | 2 | 3 | 2 | D | 0 | trench, average depth exceeding 1.5m but not exceeding 1.75m | 2 | m | 0
[7 empty] | 2 | 3 | 2 | E | 0 | trench, average depth exceeding 2.75m but not exceeding 3m | 2 | m | 0
[7 empty] | 2 | 3 | 2 | F | 0 | Items extra over excavating trenches, irrespective of depth breaking out existing materials | 1 | ITEM | 0
[7 empty] | 2 | 3 | 2 | G | 0 | breaking out existing hard paving's | 1 | ITEM | 0
[7 empty] | 2 | 3 | 2 | H | 0 | next existing live services | 1 | ITEM | 0
[7 empty] | 2 | 3 | 2 | J | 0 | around existing live services crossing trenches | 1 | ITEM | 0
[7 empty] | 2 | 3 | 2 | K | 0 | Disposal surface water | 1 | ITEM | 0
[7 empty] | 2 | 3 | 2 | L | 0 | ground water | 1 | ITEM | 0
[7 empty] | 2 | 3 | 2 | M | 0 | Class Z concrete surround with flexible joint at each pipe; refer drawings and specification KYH-CSP-NB-XX-RP-S-0006 civil & structural specification Beds and surrounds to 100mm dia pipe; size 300mm wide x 300mm high | 155 | m | 0
[7 empty] | 2 | 3 | 2 | N | 0 | to 150mm dia pipe; size 350mm wide x 350mm high | 33 | m | 0
[15 empty] | 2/3/2 | 0
[7 empty] | 2 | 3 | 3 | A | 0 | Foul water drainage design; Pipes Fittings Connections etc uPVC pipe; with suitable joints; refer drawings and specification KYH-CSP-NB-XX-RP-S-0006 civil & structural specification Pipes in trenches 100mm nominal dia | 155 | m | 0
[7 empty] | 2 | 3 | 3 | B | 0 | 150mm nominal dia | 33 | m | 0
[7 empty] | 2 | 3 | 3 | C | 0 | Items extra over the pipe in which they occur Pipe fittings y-tee; 100mm x 100mm x 100mm | 11 | nr | 0
[7 empty] | 2 | 3 | 3 | D | 0 | Rocker pipes; passing through structure, manhole; including suitable joints at both end; refer drawings and specification KYH-CSP-NB-XX-RP-S-0006 civil & structural specification Pipe fittings 600mm long; 100mm dia | 27 | nr | 0
[7 empty] | 2 | 3 | 3 | E | 0 | 600mm long; 150mm dia | 12 | nr | 0
[7 empty] | 2 | 3 | 3 | F | 0 | Pop-up connection point for SVP pipe; waterproofing turned 150mm up stack and sealed with vol-clay paste; lean mix infill for 300mm depth thereafter type 'S' bedding to be used; pipe to be levelled and bedded using type 'S' bedding; with long radius bend; pipe reducer where necessary; complete including slab penetration & connection as required for vertical pipes; all accessories and fittings; refer detail drawing KYN-CSP-NB-XX-DR-D-9012 and specification KYH-CSP-NB-XX-RP-S-0006 civil & structural specification Pipe accessories pop-up connection 100mm dia pipe | 30 | nr | 0
[15 empty] | 2/3/3 | 0
[7 empty] | 2 | 3 | 4 | A | 0 | Floor gully; grating and frame to load class D400; 2 or 3 courses of engineering brickwork; 100mm concrete surround; 300mm x 600mm precast concrete gully pot with 100mm trapped outlet, stopper and chain; including all necessary accessories, fixings and fittings; refer detail drawing KYN-CSP-NB-XX-DR-D-9012 and specification KYH-CSP-NB-XX-RP-S-0006 civil & structural specification Accessories FG connected with 100mm dia | 13 | nr | 0
[7 empty] | 2 | 3 | 4 | B | 0 | 300mm wide stainless steel (316) drainage channel with antislip HD square mesh grating with trapped gully pot all by component development (product code 3210rs, 5300), 4001; complete including all necessary civil work; refer drawings and specification KYH-CSP-NB-XX-RP-S-0008 Accessories drainage channel (assumed approx 1m long), with antislip HD square mesh grating with trapped gully connected to 100mm dia | 6 | nr | 0
[7 empty] | 2 | 3 | 4 | C | 0 | Grease trap; manufacturer; Klargester NSG04 or similar approved; cover type double seal, cover grade C250, cover size 600mm x 600mm; refer drawings and specification KYH-CSP-NB-XX-RP-S-0006 civil & structural specification Accessories grease trap | 1 | nr | 0
[7 empty] | 2 | 3 | 4 | D | 0 | Cover and frame for manhole to be double sealed; (excavation and In-situ chamber measure separately); work shall be in accordance with specification; and specification KYH-CSP-NB-XX-RP-S-0006 civil & structural specification Manholes (cover and frame) cover load B125; cover size; 600mm x 600mm | 5 | nr | 0
[7 empty] | 2 | 3 | 4 | E | 0 | cover load C250; cover size; 600mm x 600mm | 4 | nr | 0
[15 empty] | 2/3/4 | 0
[7 empty] | 2 | 3 | 5 | A | 0 | Foul pumping system Foul pump chamber; required storage volume 7.5m3 below lowest invert level; 2.5m3 above high water level; with dual Macerator pumps and agitator; flow rate 2l/s; fitted into tank to suit site requirements; davit socket (optional) supplied loose; vent pipe, access cover and frame supplied loose; with concrete surround; pipe coupling (optional PIMS supply); level control floats; cable duct connection; pumps on self locating quick release couplings; sockets for sewer connections, fitted to tank to suit site requirements; 5 nominal internal chamber depths 2000-4500 (500mm increments); 1800mm internal diameter; complete including excavation, backfilling, disposal, and dewatering if any, contractor design earthwork support and all as necessary works; refer detail drawing KYN-CSP-NB-XX-DR-D-9013 and specification KYH-CSP-NB-XX-RP-S-0006 civil & structural specification Pump chamber depth to invert 4.5m, size 1800mm x 1800mm, cover grade B125, cover type dual seal, cover size 600mm x 600mm; ref.FMH-B05 | 1 | nr | 0
[7 empty] | 2 | 3 | 5 | B | 0 | General pricing points Testing & Commissioning interim and final testing of private gravity drain s | 1 | ITEM | 0
[7 empty] | 2 | 3 | 5 | C | 0 | water testing of manholes and inspection chambers | 1 | ITEM | 0
[7 empty] | 2 | 3 | 5 | D | 0 | testing of ancillary components | 1 | ITEM | 0
[7 empty] | 2 | 3 | 5 | E | 0 | C.C.T.V. Surveys provide for CCTV survey of all pipework, manholes and chambers; following construction / prior to handover all in accordance with the engineers recommendations | 1 | ITEM | 0
[7 empty] | 2 | 3 | 5 | F | 0 | As built Drawings generally | 1 | ITEM | 0
[15 empty] | 2/3/5 | 0
[7 empty] | 2 | 3 | 6 | A | 0 | Operating and maintenance manuals generally | 1 | ITEM | 0
[7 empty] | 2 | 3 | 6 | B | 0 | Protection warning marker tape | 197 | m | 0
[15 empty] | 2/3/6 | 0
[7 empty] | 2 | 4 | 1 | A | 0 | C SUBSTRUCTURES C SUBSTRUCTURES The following works have been measured in accordance with SMM7. The only departures from SMM7 are in connection with various pricing points where sufficient details are not available . Pile caps, edge thickening E In Situ Concrete / Large Precast Concrete E10 Mixing/Casting/Curing in situ concrete Blinding below raft and pile caps; grade C16/20; including all necessary accessories required to complete the work; refer drawing no. KYN-CSP-NB-FO-DR-S-3002; refer general notes. KYN-CSP-NB-XX-DR-S-1001, specification KYH-CSP-NB-XX-RP-S-0006 clause E10 Beds thickness not exceeding 150 mm; 50 mm thick | 15 | m3 | 0
[7 empty] | 2 | 4 | 1 | B | 0 | Mass concrete; grade C16/20; including all necessary accessories required to complete the work; refer drawing no. KYN-CSP-NB-FO-DR-S-3002; refer general notes. KYN-CSP-NB-XX-DR-S-1001, specification KYH-CSP-NB-XX-RP-S-0006 clause E10 Beds thickness not exceeding 150 mm; 50 mm thick | 3 | m3 | 0
[15 empty] | 2/4/1 | 0
[7 empty] | 2 | 4 | 2 | A | 0 | Reinforced concrete construction with water proof concrete; concrete designation C32/40; design chemical class - DC-3z; consistence class - S3; chloride class - CL 0.40; in accordance with BS 8500-1; including all accessories to complete the work; all in accordance with concrete specification; refer drawing no. KYN-CSP-NB-FO-DR-S-3002; refer general notes. KYN-CSP-NB-XX-DR-S-1001, specification KYH-CSP-NB-XX-RP-S-0006 clause E10/132 Foundations generally; to pile caps | 45 | m3 | 0
[7 empty] | 2 | 4 | 2 | B | 0 | generally; to strip footings | 176 | m3 | 0
[7 empty] | 2 | 4 | 2 | C | 0 | generally; to capping beam | 96 | m3 | 0
[7 empty] | 2 | 4 | 2 | D | 0 | E20 Formwork for in situ concrete Formwork for in situ concrete; to maintain specified dimensioning tolerances of finished concrete structure; including all necessary accessories to complete the work; including all accessories to complete the work; refer drawing no. KYN-CSP-NB-FO-DR-S-3002; refer general notes. KYN-CSP-NB-XX-DR-S-1001, specification KYH-CSP-NB-XX-RP-S-0006 Sides of foundations plain vertical; height exceeding 1.00 m; to capping beam | 7 | m2 | 0
[7 empty] | 2 | 4 | 2 | E | 0 | plain vertical; height 500 mm - 1.00 m; to pile caps | 144 | m | 0
[7 empty] | 2 | 4 | 2 | F | 0 | plain vertical; height 500 mm - 1.00 m; to strip footings | 193 | m | 0
[7 empty] | 2 | 4 | 2 | G | 0 | plain vertical; height 500 mm - 1.00 m; to capping beam | 311 | m | 0
[15 empty] | 2/4/2 | 0
[7 empty] | 2 | 4 | 3 | A | 0 | E30 Reinforcement for in situ concrete Reinforcement bars; grade 500N/mm2 to BS 4449, BS 4482, BS 4483 or BS 6744; including all lap lengths; and adhering to sustainability requirement of sourcing recycled content (if required); including necessary works; refer general notes. KYN-CSP-NB-XX-DR-S-1001, specification KYH-CSP-NB-XX-RP-S-0006 & reinforcement estimate KYH-CSP-NB-XX-RP-S-0010 & reinforcement estimate KYH-CSP-NB-XX-RP-S-0010 Bar to pile caps; density assumed 250kg/m3 | 11.17 | t | 0
[7 empty] | 2 | 4 | 3 | B | 0 | to strip footings; density assumed 250kg/m3 | 43.98 | t | 0
[7 empty] | 2 | 4 | 3 | C | 0 | to capping beams; density 250kg/m3 | 23.76 | t | 0
[7 empty] | 2 | 4 | 3 | D | 0 | allow for provision of all chairs/spacers required to support reinforcement. | 1 | ITEM | 0
[7 empty] | 2 | 4 | 3 | E | 0 | Basement Liner Wall Tanking - to waterproofing requirements J Waterproofing J40 Flexible sheet tanking/damp proofing Flexible sheet waterproofing/ damp proofing; manufacturer: CETCO; product reference: Voltex; including preparation of surface and all necessary accessories to complete the installation as per manufacturer's standards; refer drawing no. KYN-CSP-NB-XX-DR-S-8005, general notes. KYN-CSP-NB-XX-DR-S-1001, specification KYH-CSP-NB-XX-RP-S-0006 clause J40 115 Tanking and damp proofing plain areas; vertical; grade 2 | 159 | m2 | 0
[7 empty] | 2 | 4 | 3 | F | 0 | plain areas; vertical; with cavity drain; grade 2 but achieves 3 | 363 | m2 | 0
[7 empty] | 2 | 4 | 3 | G | 0 | plain areas; vertical; with cavity drain; grade 2 | 554 | m2 | 0
[15 empty] | 2/4/3 | 0
[7 empty] | 2 | 4 | 4 | A | 0 | Delta membrane MS500 or similar approved; including preparation of surface and all necessary accessories to complete the installation as per manufacturer's standards; refer drawing no. KYN-CSP-NB-XX-DR-S-8006, general notes. KYN-CSP-NB-XX-DR-S-1001 Tanking and damp proofing plain areas; vertical | 887 | m2 | 0
[7 empty] | 2 | 4 | 4 | B | 0 | Polymer modified coating to wall and ceiling applied to prepared background; including preparation of surface and all necessary accessories to complete the installation as per manufacturer's standards; refer drawing no. KYN-CSP-NB-XX-DR-S-8006, general notes. KYN-CSP-NB-XX-DR-S-1001 Tanking and damp proofing plain areas; horizontal | 51 | m2 | 0
[7 empty] | 2 | 4 | 4 | C | 0 | plain areas; vertical | 51 | m2 | 0
[7 empty] | 2 | 4 | 4 | D | 0 | Basement liner wall E In Situ Concrete / Large Precast Concrete E10 Mixing/Casting/Curing in situ concrete Reinforced concrete construction with water proof concrete; concrete designation C32/40; design chemical class - DC-3z; consistence class - S3; chloride class - CL 0.40; in accordance with BS 8500-1; including all accessories to complete the work; all in accordance with concrete specification; refer drawing no. KYN-CSP-NB-FO-DR-S-3002; refer general notes. KYN-CSP-NB-XX-DR-S-1001, specification KYH-CSP-NB-XX-RP-S-0006 clause E10/132 Walls thickness 150 - 450 mm; to liner walls | 274 | m3 | 0
[15 empty] | 2/4/4 | 0
[7 empty] | 2 | 4 | 5 | A | 0 | E20 Formwork for in situ concrete Formwork for in situ concrete; to maintain specified dimensioning tolerances of finished concrete structure; including all necessary accessories to complete the work; including all accessories to complete the work; refer drawing no. KYN-CSP-NB-FO-DR-S-3002; refer general notes. KYN-CSP-NB-XX-DR-S-1001, specification KYH-CSP-NB-XX-RP-S-0006 Walls vertical; to liner walls | 135 | m2 | 0
[7 empty] | 2 | 4 | 5 | B | 0 | vertical; left in; to liner walls | 135 | m2 | 0
[7 empty] | 2 | 4 | 5 | C | 0 | vertical; height > 3.00 m above floor level; to liner walls | 753 | m2 | 0
[7 empty] | 2 | 4 | 5 | D | 0 | vertical; height > 3.00 m above floor level; left in; to liner walls | 753 | m2 | 0
[7 empty] | 2 | 4 | 5 | E | 0 | Wall ends, soffits and step in walls plain; width not exceeding 250mm | 4 | m | 0
[7 empty] | 2 | 4 | 5 | F | 0 | plain; width 250 - 500mm | 2 | m | 0
[7 empty] | 2 | 4 | 5 | G | 0 | Extra over a basic finish for formed finishes walls; ordinary finish | 887 | m2 | 0
[7 empty] | 2 | 4 | 5 | H | 0 | E30 Reinforcement for in situ concrete Reinforcement bars; grade 500N/mm2 to BS 4449, BS 4482, BS 4483 or BS 6744; straight or bent as per reinforcement details; including all lap lengths; and adhering to sustainability requirement of sourcing recycled content (if required); including necessary works; refer general notes. KYN-CSP-NB-XX-DR-S-1001, specification KYH-CSP-NB-XX-RP-S-0006 & reinforcement estimate KYH-CSP-NB-XX-RP-S-0010 Bar to walls; density 150kg/m3 | 41 | t | 0
[15 empty] | 2/4/5 | 0
[7 empty] | 2 | 4 | 6 | A | 0 | General pricing point allow for concrete fill between secant pile & liner walls | 670 | m2 | 0
[7 empty] | 2 | 4 | 6 | B | 0 | allow for H20 dowels, 600mm long; HILTI HIT-HY 200-A resing; to capping beam; drawing no. KYN-CSP-NB-00-DR-S-3036 | 603 | nr | 0
[7 empty] | 2 | 4 | 6 | C | 0 | allow for H20 dowels, 600mm long; HILTI HIT-HY 200-A resing; to secant piles; drawing no. KYN-CSP-NB-00-DR-S-3036 | 668 | nr | 0
[7 empty] | 2 | 4 | 6 | D | 0 | allow for waterstop RX101; drawing no. KYN-CSP-NB-XX-DR-S-8005 | 164 | m | 0
[7 empty] | 2 | 4 | 6 | E | 0 | allow for bentoseal; drawing no. KYN-CSP-NB-XX-DR-S-8006 | 151 | m | 0
[7 empty] | 2 | 4 | 6 | F | 0 | Sump pump requirements to lightwells E In Situ Concrete / Large Precast Concrete E10 Mixing/Casting/Curing in situ concrete Blinding below raft and pile caps; grade C16/20; including all necessary accessories required to complete the work; refer drawing no. KYN-CSP-NB-FO-DR-S-3002; refer general notes. KYN-CSP-NB-XX-DR-S-1001, specification KYH-CSP-NB-XX-RP-S-0006 clause E10 Beds thickness not exceeding 150 mm; 50 mm thick | 2 | m3 | 0
[15 empty] | 2/4/6 | 0
[7 empty] | 2 | 4 | 7 | A | 0 | Reinforced concrete construction with water proof concrete; concrete designation C32/40; design chemical class - DC-3z; consistence class - S3; chloride class - CL 0.40; in accordance with BS 8500-1; including all accessories to complete the work; all in accordance with concrete specification; refer drawing no. KYN-CSP-NB-FO-DR-S-3002; refer general notes. KYN-CSP-NB-XX-DR-S-1001, specification KYH-CSP-NB-XX-RP-S-0006 clause E10/132 Foundations Beds thickness 150 - 450 mm | 7 | m3 | 0
[7 empty] | 2 | 4 | 7 | B | 0 | Slabs thickness not exceeding 150 mm; 50 mm thick | 4 | m3 | 0
[7 empty] | 2 | 4 | 7 | C | 0 | Walls thickness 150 - 450 mm | 17 | m3 | 0
[7 empty] | 2 | 4 | 7 | D | 0 | E20 Formwork for in situ concrete Formwork for in situ concrete; to maintain specified dimensioning tolerances of finished concrete structure; including all necessary accessories to complete the work; including all accessories to complete the work; refer drawing no. KYN-CSP-NB-FO-DR-S-3002; refer general notes. KYN-CSP-NB-XX-DR-S-1001, specification KYH-CSP-NB-XX-RP-S-0006 Sides of ground beams and edges of beds plain vertical; height not exceeding 250mm | 63 | m | 0
[7 empty] | 2 | 4 | 7 | E | 0 | Edges of suspended slabs plain vertical; height not exceeding 250mm | 76 | m | 0
[7 empty] | 2 | 4 | 7 | F | 0 | Soffits of slabs slab thickness not exceeding 200mm; height to soffit not exceeding 1.50m | 17 | m2 | 0
[15 empty] | 2/4/7 | 0
[7 empty] | 2 | 4 | 8 | A | 0 | Soffits of slabs slab thickness not exceeding 200mm; height to 1.50 - 3.00 m | 7 | m2 | 0
[7 empty] | 2 | 4 | 8 | B | 0 | Walls thickness 150 - 450 mm | 123 | m2 | 0
[7 empty] | 2 | 4 | 8 | C | 0 | E30 Reinforcement for in situ concrete Reinforcement bars; grade 500N/mm2 to BS 4449, BS 4482, BS 4483 or BS 6744; including all lap lengths; and adhering to sustainability requirement of sourcing recycled content (if required); including necessary works; refer general notes. KYN-CSP-NB-XX-DR-S-1001, specification KYH-CSP-NB-XX-RP-S-0006 & reinforcement estimate KYH-CSP-NB-XX-RP-S-0010 Bar to manholes; density 175kg/m3 | 4.63 | t | 0
[7 empty] | 2 | 4 | 8 | D | 0 | Ground slab Ground bearing slab; including associated damp proofing E In Situ Concrete / Large Precast Concrete E10 Mixing/Casting/Curing in situ concrete Blinding below raft and pile caps; grade C16/20; including all necessary accessories required to complete the work; refer drawing no. KYN-CSP-NB-FO-DR-S-3002; refer general notes. KYN-CSP-NB-XX-DR-S-1001, specification KYH-CSP-NB-XX-RP-S-0006 clause E10 Beds thickness not exceeding 150 mm; 50 mm thick | 58 | m3 | 0
[15 empty] | 2/4/8 | 0
[7 empty] | 2 | 4 | 9 | A | 0 | Mass concrete; grade C16/20; including all necessary accessories required to complete the work; refer drawing no. KYN-CSP-NB-FO-DR-S-3002; refer general notes. KYN-CSP-NB-XX-DR-S-1001, specification KYH-CSP-NB-XX-RP-S-0006 clause E10 Beds thickness not exceeding 150 mm | 2 | m3 | 0
[7 empty] | 2 | 4 | 9 | B | 0 | Reinforced concrete construction with water proof concrete; concrete designation C32/40; design chemical class - DC-3z; consistence class - S3; chloride class - CL 0.40; in accordance with BS 8500-1; including all accessories to complete the work; all in accordance with concrete specification; refer drawing no. KYN-CSP-NB-FO-DR-S-3002; refer general notes. KYN-CSP-NB-XX-DR-S-1001, specification KYH-CSP-NB-XX-RP-S-0006 clause E10/132 Beds thickness 150 - 450 mm | 295 | m3 | 0
[7 empty] | 2 | 4 | 9 | C | 0 | thickness exceeding 450 mm | 179 | m3 | 0
[7 empty] | 2 | 4 | 9 | D | 0 | E20 Formwork for in situ concrete Formwork for in situ concrete; to maintain specified dimensioning tolerances of finished concrete structure; including all necessary accessories to complete the work; including all accessories to complete the work; refer drawing no. KYN-CSP-NB-FO-DR-S-3002; refer general notes. KYN-CSP-NB-XX-DR-S-1001, specification KYH-CSP-NB-XX-RP-S-0006 Sides of ground beams and edges of beds plain vertical; height 250 mm - 500 mm | 116 | m | 0
[7 empty] | 2 | 4 | 9 | E | 0 | plain vertical; height 500 mm - 1.00 m | 48 | m | 0
[7 empty] | 2 | 4 | 9 | F | 0 | Steps in top surfaces plain vertical; height 250 mm - 500 mm | 34 | m | 0
[15 empty] | 2/4/9 | 0
[7 empty] | 2 | 4 | 10 | A | 1 | Wall kickers generally | 345 | m | 0
[7 empty] | 2 | 4 | 10 | B | 1 | Mortices girth 1.00 m - 2.00 m; depth tbc | 1 | nr | 0
[7 empty] | 2 | 4 | 10 | C | 1 | E30 Reinforcement for in situ concrete Reinforcement bars; grade 500N/mm2 to BS 4449, BS 4482, BS 4483 or BS 6744; straight or bent as per reinforcement details; including all lap lengths; and adhering to sustainability requirement of sourcing recycled content (if required); including necessary works; refer general notes. KYN-CSP-NB-XX-DR-S-1001, specification KYH-CSP-NB-XX-RP-S-0006 & reinforcement estimate KYH-CSP-NB-XX-RP-S-0010 Bar to base slab; density varying | 75.6 | t | 0
[7 empty] | 2 | 4 | 10 | D | 1 | E41 Worked finishes/Cutting to in situ concrete Trowelled finish; including all required works; refer general notes. KYN-CSP-NB-XX-DR-S-1001, specification KYH-CSP-NB-XX-RP-S-0006 Plain finish to top surface ground bearing slabs | 473 | m2 | 0
[7 empty] | 2 | 4 | 10 | E | 1 | Smooth floated finish; including all required works; refer general notes. KYN-CSP-NB-XX-DR-S-1001, specification KYH-CSP-NB-XX-RP-S-0006 Plain finish to top surface ground bearing slabs | 700 | m2 | 0
[15 empty] | 2/4/10 | 0
[7 empty] | 2 | 4 | 11 | A | 1 | J Waterproofing J40 Flexible sheet tanking/damp proofing Flexible sheet waterproofing/ damp proofing; manufacturer: CETCO; product reference: Voltex; including preparation of surface and all necessary accessories to complete the installation as per manufacturer's standards; refer drawing no. KYN-CSP-NB-XX-DR-S-8005, general notes. KYN-CSP-NB-XX-DR-S-1001, specification KYH-CSP-NB-XX-RP-S-0006 clause J40 115 Tanking and damp proofing plain areas; horizontal; grade 2 but achieves grade 3 | 960 | m2 | 0
[7 empty] | 2 | 4 | 11 | B | 1 | plain areas; horizontal; grade 3 | 489 | m2 | 0
[7 empty] | 2 | 4 | 11 | C | 1 | plain areas; vertical | 431 | m2 | 0
[7 empty] | 2 | 4 | 11 | D | 1 | Volseal 200; including preparation of surface and all necessary accessories to complete the installation as per manufacturer's standards; refer drawing no. KYN-CSP-NB-XX-DR-S-8005, general notes. KYN-CSP-NB-XX-DR-S-1001, specification KYH-CSP-NB-XX-RP-S-0006 clause J40 115 Tanking and damp proofing plain areas; horizontal; to top of piles | 36 | m2 | 0
[7 empty] | 2 | 4 | 11 | E | 1 | Visqueen or similar approved bond breaker to capping beam; including preparation of surface and all necessary accessories to complete the installation as per manufacturer's standards; refer drawing no. KYN-CSP-NB-XX-DR-S-8005, general notes. KYN-CSP-NB-XX-DR-S-1001, specification KYH-CSP-NB-XX-RP-S-0006 clause J40 115 Tanking and damp proofing plain areas; vertical | 76 | m2 | 0
[7 empty] | 2 | 4 | 11 | F | 1 | plain areas; vertical | 46 | m2 | 0
[15 empty] | 2/4/11 | 0
[7 empty] | 2 | 4 | 12 | A | 1 | P Building fabric sundries P10 Sundry insulation/proofing work/fire stops Extruded polystyrene (XPS) boards; 150mm thick insulation to car park area; including preparation of surface and all necessary accessories to complete the installation as per manufacturer's standards; refer drawing no. KYN-CSP-NB-B2-DR-S-3016, general notes. KYN-CSP-NB-XX-DR-S-1001, specification KYH-CSP-NB-XX-RP-S-0006 Boards plain areas; horizontal; 150mm thick | 451 | m2 | 0
[7 empty] | 2 | 4 | 12 | B | 1 | Clay heave to underside of slab where required General pricing point allow for 160mm cellcore HX S 13/18; refer drawing no. KYN-CSP-NB-XX-DR-S-8007 | 770 | m2 | 0
[7 empty] | 2 | 4 | 12 | C | 1 | allow for extra concrete of varying thickness for creating slope in car park area | 451 | m2 | 0
[7 empty] | 2 | 4 | 12 | D | 1 | Form lift pits where required E In Situ Concrete / Large Precast Concrete E10 Mixing/Casting/Curing in situ concrete Blinding below raft and pile caps; grade C16/20; including all necessary accessories required to complete the work; refer drawing no. KYN-CSP-NB-FO-DR-S-3002; refer general notes. KYN-CSP-NB-XX-DR-S-1001, specification KYH-CSP-NB-XX-RP-S-0006 clause E10 Beds thickness not exceeding 150 mm; 50 mm thick | 5 | m3 | 0
[15 empty] | 2/4/12 | 0
[7 empty] | 2 | 4 | 13 | A | 1 | Reinforced concrete construction with water proof concrete; concrete designation C32/40; design chemical class - DC-3z; consistence class - S3; chloride class - CL 0.40; in accordance with BS 8500-1; including all accessories to complete the work; all in accordance with concrete specification; refer drawing no. KYN-CSP-NB-FO-DR-S-3002; refer general notes. KYN-CSP-NB-XX-DR-S-1001, specification KYH-CSP-NB-XX-RP-S-0006 clause E10/132 Beds thickness exceeding 450 mm | 66 | m3 | 0
[7 empty] | 2 | 4 | 13 | B | 1 | Walls thickness 150 - 450 mm; to core walls | 15 | m3 | 0
[7 empty] | 2 | 4 | 13 | C | 1 | E20 Formwork for in situ concrete Formwork for in situ concrete; to maintain specified dimensioning tolerances of finished concrete structure; including all necessary accessories to complete the work; including all accessories to complete the work; refer drawing no. KYN-CSP-NB-FO-DR-S-3002; refer general notes. KYN-CSP-NB-XX-DR-S-1001, specification KYH-CSP-NB-XX-RP-S-0006 Sides of ground beams and edges of beds plain vertical; height 500 mm - 1.00 m | 102 | m | 0
[7 empty] | 2 | 4 | 13 | D | 1 | Walls vertical; to core walls | 98 | m2 | 0
[15 empty] | 2/4/13 | 0
[7 empty] | 2 | 4 | 14 | A | 1 | E30 Reinforcement for in situ concrete Reinforcement bars; grade 500N/mm2 to BS 4449, BS 4482, BS 4483 or BS 6744; straight or bent as per reinforcement details; including all lap lengths; and adhering to sustainability requirement of sourcing recycled content (if required); including necessary works; refer general notes. KYN-CSP-NB-XX-DR-S-1001, specification KYH-CSP-NB-XX-RP-S-0006 & reinforcement estimate KYH-CSP-NB-XX-RP-S-0010 Bar to base slab; density 125kg/m3 | 7.2 | t | 0
[7 empty] | 2 | 4 | 14 | B | 1 | to walls; density 200kg/m3 | 2.94 | t | 0
[7 empty] | 2 | 4 | 14 | C | 1 | J Waterproofing J40 Flexible sheet tanking/damp proofing Flexible sheet waterproofing/ damp proofing; manufacturer: CETCO; product reference: Voltex; including preparation of surface and all necessary accessories to complete the installation as per manufacturer's standards; refer drawing no. KYN-CSP-NB-XX-DR-S-8005, general notes. KYN-CSP-NB-XX-DR-S-1001, specification KYH-CSP-NB-XX-RP-S-0006 clause J40 115 Tanking and damp proofing plain areas; vertical | 34 | m2 | 0
[7 empty] | 2 | 4 | 14 | D | 1 | General pricing point allow for waterstop RX101; drawing no. KYN-CSP-NB-XX-DR-S-8005 | 74 | m | 0
[7 empty] | 2 | 4 | 14 | E | 1 | allow for Flicor EPS infill units | 31 | m3 | 0
[7 empty] | 2 | 4 | 14 | F | 1 | allow for temporary ground support; refer drawing no. KYN-CSP-NB-B1-DR-S-3021 | 1 | ITEM | 0
[15 empty] | 2/4/14 | 0
[7 empty] | 3 | 1 | 1 | A | 0 | D FRAME D FRAME The following works have been measured in accordance with SMM7. The only departures from SMM7 are in connection with various pricing points where sufficient details are not available . Concrete Frame (RC upper floors included in Element E) E In Situ Concrete / Large Precast Concrete E10 Mixing/Casting/Curing in situ concrete Reinforced concrete construction; concrete designation C32/40; design chemical class - DC-3z; consistence class - S3; chloride class - CL 0.40; in accordance with BS 8500-1; including all accessories to complete the work; all in accordance with concrete specification; refer drawing no. KYN-CSP-NB-FO-DR-S-3002; refer general notes. KYN-CSP-NB-XX-DR-S-1001, specification KYH-CSP-NB-XX-RP-S-0006 clause E10/132 Walls thickness 150 - 450 mm; to core walls | 289 | m3 | 0
[7 empty] | 3 | 1 | 1 | B | 0 | thickness 150 - 450 mm; to RC walls | 76 | m3 | 0
[7 empty] | 3 | 1 | 1 | C | 0 | Beams generally | 90 | m3 | 0
[7 empty] | 3 | 1 | 1 | D | 0 | Columns generally | 135 | m3 | 0
[7 empty] | 3 | 1 | 1 | E | 0 | generally; to plinth for steel columns | 1 | m3 | 0
[15 empty] | 3/1/1 | 0
[7 empty] | 3 | 1 | 2 | A | 0 | E20 Formwork for in situ concrete Formwork for in situ concrete; to maintain specified dimensioning tolerances of finished concrete structure; including all necessary accessories to complete the work; including all accessories to complete the work; refer drawing no. KYN-CSP-NB-FO-DR-S-3002; refer general notes. KYN-CSP-NB-XX-DR-S-1001, specification KYH-CSP-NB-XX-RP-S-0006 Walls vertical; to core walls | 148 | m2 | 0
[7 empty] | 3 | 1 | 2 | B | 0 | vertical; height > 3.00 m above floor level; to core walls | 2780 | m2 | 0
[7 empty] | 3 | 1 | 2 | C | 0 | vertical; height > 3.00 m above floor level; to RC walls | 728 | m2 | 0
[7 empty] | 3 | 1 | 2 | D | 0 | Beams (40nr) attached to slabs; regular shaped, rectangular; height to soffit 1.5 - 3.0 m | 545 | m2 | 0
[7 empty] | 3 | 1 | 2 | E | 0 | Columns (191nr) attached; regular shaped, rectangular | 6 | m2 | 0
[7 empty] | 3 | 1 | 2 | F | 0 | isolated; regular shaped, rectangular | 1650 | m2 | 0
[7 empty] | 3 | 1 | 2 | G | 0 | isolated; regular shaped, L shaped | 38 | m2 | 0
[7 empty] | 3 | 1 | 2 | H | 0 | generally; to plinth for steel columns | 1 | m3 | 0
[7 empty] | 3 | 1 | 2 | J | 0 | Column plinths (18nr) isolated; regular shaped, square | 6 | m2 | 0
[7 empty] | 3 | 1 | 2 | K | 0 | Wall ends, soffits and step in walls plain; width not exceeding 250mm | 14 | m | 0
[7 empty] | 3 | 1 | 2 | L | 0 | plain; width 250 - 500mm | 2 | m | 0
[7 empty] | 3 | 1 | 2 | M | 0 | Openings in walls plain; width not exceeding 250mm | 223 | m | 0
[15 empty] | 3/1/2 | 0
[7 empty] | 3 | 1 | 3 | A | 0 | Openings in walls plain; width 250 -500 mm | 10 | m | 0
[7 empty] | 3 | 1 | 3 | B | 0 | Extra over a basic finish for formed finishes walls; ordinary finish | 4621 | m2 | 0
[7 empty] | 3 | 1 | 3 | C | 0 | walls; plain finish | 539 | m2 | 0
[7 empty] | 3 | 1 | 3 | D | 0 | E30 Reinforcement for in situ concrete Reinforcement bars; grade 500N/mm2 to BS 4449, BS 4482, BS 4483 or BS 6744; including all lap lengths; and adhering to sustainability requirement of sourcing recycled content (if required); including necessary works; refer general notes. KYN-CSP-NB-XX-DR-S-1001, specification KYH-CSP-NB-XX-RP-S-0006 & reinforcement estimate KYH-CSP-NB-XX-RP-S-0010 & reinforcement estimate KYH-CSP-NB-XX-RP-S-0010 Bar to beams; density varies as per schedule | 41.46 | t | 0
[7 empty] | 3 | 1 | 3 | E | 0 | to walls; density varies as per schedule | 69.04 | t | 0
[7 empty] | 3 | 1 | 3 | F | 0 | to columns; 275kg/m3 | 37.03 | t | 0
[7 empty] | 3 | 1 | 3 | G | 0 | to column plinths; 150kg/m3 | 0.07 | t | 0
[7 empty] | 3 | 1 | 3 | H | 0 | allow for provision of all chairs/spacers required to support reinforcement. | 1 | ITEM | 0
[15 empty] | 3/1/3 | 0
[7 empty] | 3 | 1 | 5 | D | 0 | General pricing points allow for thermal breaks; connection plates by Farrat Isolevel Ltd, product reference: Farrat TBF STRUKTRAT Structural Thermal Breaks; size 250x250mm x 25mm thick; refer specification KYH-CSP-NB-XX-RP-S-0006 clause E40/440 | 14 | nr | 0
[15 empty] | 3/1/5 | 0
[7 empty] | 3 | 1 | 8 | F | 0 | General pricing points allow for 6 nr. L shaped B12 bars in each direction for new concrete plinths (count of plinths provided & plinth structure measured separately) | 18 | nr | 0
[15 empty] | 3/1/8 | 0
[7 empty] | 3 | 2 | 1 | A | 0 | E UPPER FLOORS E UPPER FLOORS The following works have been measured in accordance with SMM7. The only departures from SMM7 are in connection with various pricing points where sufficient details are not available . Concrete upper floors including screed, except lower ground floor slab included below E In Situ Concrete / Large Precast Concrete E10 Mixing/Casting/Curing in situ concrete Reinforced concrete construction; concrete designation C32/40; design chemical class - DC-1; consistence class - S3; chloride class - CL 0.40; in accordance with BS 8500-1; including all accessories to complete the work; all in accordance with concrete specification; refer drawing no. KYN-CSP-NB-FO-DR-S-3002; refer general notes. KYN-CSP-NB-XX-DR-S-1001, specification KYH-CSP-NB-XX-RP-S-0006 clause E10/132 Beds thickness not exceeding 150 mm | 4 | m3 | 0
[7 empty] | 3 | 2 | 1 | B | 0 | Slabs thickness 150 - 450 mm | 1069 | m3 | 0
[7 empty] | 3 | 2 | 1 | C | 0 | Upstands generally | 24 | m3 | 0
[15 empty] | 3/2/1 | 0
[7 empty] | 3 | 2 | 2 | A | 0 | Formwork for in situ concrete; to maintain specified dimensioning tolerances of finished concrete structure; including all necessary accessories to complete the work; including all accessories to complete the work; refer drawing no. KYN-CSP-NB-FO-DR-S-3002; refer general notes. KYN-CSP-NB-XX-DR-S-1001, specification KYH-CSP-NB-XX-RP-S-0006 Edges of suspended slabs plain vertical; height not exceeding 250 mm | 193 | m | 0
[7 empty] | 3 | 2 | 2 | B | 0 | plain vertical; height 250 - 500 mm | 524 | m | 0
[7 empty] | 3 | 2 | 2 | C | 0 | plain vertical; height 500 mm - 1.00 m | 7 | m | 0
[7 empty] | 3 | 2 | 2 | D | 0 | Sides of upstands plain vertical; height not exceeding 250 mm | 13 | m | 0
[7 empty] | 3 | 2 | 2 | E | 0 | plain vertical; height 250 - 500 mm | 70 | m | 0
[7 empty] | 3 | 2 | 2 | F | 0 | plain vertical; height 500 mm - 1.00 m | 313 | m | 0
[7 empty] | 3 | 2 | 2 | G | 0 | plain vertical; height exceeding 1.00 m | 58 | m2 | 0
[7 empty] | 3 | 2 | 2 | H | 0 | Steps in top surfaces plain vertical; height 250 - 500 mm | 38 | m | 0
[7 empty] | 3 | 2 | 2 | J | 0 | plain vertical; height 500 mm - 1.00 m | 20 | m | 0
[7 empty] | 3 | 2 | 2 | K | 0 | Steps in soffits plain vertical; height not exceeding 250 mm | 12 | m | 0
[7 empty] | 3 | 2 | 2 | L | 0 | plain vertical; height 250 - 500 mm | 39 | m | 0
[7 empty] | 3 | 2 | 2 | M | 0 | plain vertical; height 500 mm - 1.00 m | 18 | m | 0
[7 empty] | 3 | 2 | 2 | N | 0 | Soffits of slabs slab thickness 200 - 300 mm; height to soffit not exceeding 1.50 m; to lift overrun | 20 | m2 | 0
[7 empty] | 3 | 2 | 2 | P | 0 | slab thickness 200 - 300 mm; height to soffit 1.50 - 3.00 m | 25 | m2 | 0
[15 empty] | 3/2/2 | 0
[7 empty] | 3 | 2 | 3 | A | 0 | Soffits of slabs slab thickness 800 - 900 mm; height to soffit 1.50 - 3.00 m | 12 | m2 | 0
[7 empty] | 3 | 2 | 3 | B | 0 | slab thickness 800 - 900 mm; height to soffit 1.50 - 3.00 m | 102 | m2 | 0
[7 empty] | 3 | 2 | 3 | C | 0 | slab thickness 200 - 300 mm; height to soffit 3.00 - 4.50 m | 3505 | m2 | 0
[7 empty] | 3 | 2 | 3 | D | 0 | slab thickness 300 - 400 mm; height to soffit 10.50 - 12.00 m; to car lift top slab | 47 | m2 | 0
[7 empty] | 3 | 2 | 3 | E | 0 | E30 Reinforcement for in situ concrete Reinforcement bars; grade B500S to BS 4449; straight or bent as per reinforcement details; including all lap lengths; and adhering to sustainability requirement of sourcing recycled content (if required); including necessary works; refer general notes. KYN-CSP-NB-XX-DR-S-1001, specification KYH-CSP-NB-XX-RP-S-0006 Bar to suspended slabs; density varies | 141.5 | t | 0
[7 empty] | 3 | 2 | 3 | F | 0 | to upstands; density 100 kg/m3 assumed | 2.34 | t | 0
[7 empty] | 3 | 2 | 3 | G | 0 | E40 Designed joints in in situ concrete Thermal break by Max Frank of similar approved; including all associated accessories & works; reference drawing no. KYH-CSP-NB-01-DR-S-4011 Formed width 150 - 300 mm; 75mm wide in 275mm thick RC slab | 12 | m | 0
[7 empty] | 3 | 2 | 3 | H | 0 | E41 Worked finishes/Cutting to in situ concrete Trowelled finish; including all required works; refer general notes. KYN-CSP-NB-XX-DR-S-1001, specification KYH-CSP-NB-XX-RP-S-0006 Trowelled finish to top surface of slabs | 76 | m2 | 0
[15 empty] | 3/2/3 | 0
[7 empty] | 3 | 2 | 4 | A | 0 | Smooth floated finish; including all required works; refer general notes. KYN-CSP-NB-XX-DR-S-1001, specification KYH-CSP-NB-XX-RP-S-0006 Smooth float finish to top surface of slabs | 3758 | m2 | 0
[7 empty] | 3 | 2 | 4 | B | 0 | General pricing point allow for 150mm thick x 100mm high upstands to perimeter of slab for screed containment | 621 | m | 0
[7 empty] | 3 | 2 | 4 | C | 0 | Lower ground floor - RC Transfer slab E In Situ Concrete / Large Precast Concrete E10 Mixing/Casting/Curing in situ concrete Reinforced concrete construction; concrete designation C32/40; design chemical class - DC-1; consistence class - S3; chloride class - CL 0.40; in accordance with BS 8500-1; including all accessories to complete the work; all in accordance with concrete specification; refer drawing no. KYN-CSP-NB-FO-DR-S-3002; refer general notes. KYN-CSP-NB-XX-DR-S-1001, specification KYH-CSP-NB-XX-RP-S-0006 clause E10/132 thickness 150 - 450 mm | 514 | m3 | 0
[7 empty] | 3 | 2 | 4 | D | 0 | Formwork for in situ concrete; to maintain specified dimensioning tolerances of finished concrete structure; including all necessary accessories to complete the work; including all accessories to complete the work; refer drawing no. KYN-CSP-NB-FO-DR-S-3002; refer general notes. KYN-CSP-NB-XX-DR-S-1001, specification KYH-CSP-NB-XX-RP-S-0006 Edges of suspended slabs plain vertical; height 250 - 500 mm | 121 | m | 0
[7 empty] | 3 | 2 | 4 | E | 0 | plain vertical; height 500 mm - 1.00 m | 10 | m | 0
[15 empty] | 3/2/4 | 0
[7 empty] | 3 | 2 | 5 | A | 0 | Steps in top surfaces plain vertical; height 250 - 500 mm | 20 | m | 0
[7 empty] | 3 | 2 | 5 | B | 0 | Steps in soffits plain vertical; height not exceeding 250 mm | 26 | m | 0
[7 empty] | 3 | 2 | 5 | C | 0 | plain vertical; height 250 - 500 mm | 33 | m | 0
[7 empty] | 3 | 2 | 5 | D | 0 | Soffits of slabs slab thickness 200 - 300 mm; height to soffit 3.00 - 4.50 m | 447 | m2 | 0
[7 empty] | 3 | 2 | 5 | E | 0 | slab thickness 300 - 400 mm; height to soffit 3.00 - 4.50 m | 45 | m2 | 0
[7 empty] | 3 | 2 | 5 | F | 0 | slab thickness 400 - 500 mm; height to soffit 3.00 - 4.50 m | 240 | m2 | 0
[7 empty] | 3 | 2 | 5 | G | 0 | slab thickness 600 - 700 mm; height to soffit 3.00 - 4.50 m | 335 | m2 | 0
[7 empty] | 3 | 2 | 5 | H | 0 | E30 Reinforcement for in situ concrete Reinforcement bars; grade B500S to BS 4449; straight or bent as per reinforcement details; including all lap lengths; and adhering to sustainability requirement of sourcing recycled content (if required); including necessary works; refer general notes. KYN-CSP-NB-XX-DR-S-1001, specification KYH-CSP-NB-XX-RP-S-0006 Bar to suspended slabs; density varies | 82.4 | t | 0
[7 empty] | 3 | 2 | 5 | J | 0 | E41 Worked finishes/Cutting to in situ concrete Trowelled finish; including all required works; refer general notes. KYN-CSP-NB-XX-DR-S-1001, specification KYH-CSP-NB-XX-RP-S-0006 Trowelled finish to top surface of slabs | 85 | m2 | 0
[15 empty] | 3/2/5 | 0
[7 empty] | 3 | 2 | 6 | A | 0 | Smooth floated finish; including all required works; refer general notes. KYN-CSP-NB-XX-DR-S-1001, specification KYH-CSP-NB-XX-RP-S-0006 Smooth float finish to top surface of slabs | 1066 | m2 | 0
[7 empty] | 3 | 2 | 6 | B | 0 | E/o; Fireproofing build up to internal substation enclosure, incl fire strategy framing requirement s D Groundwork D20 Excavating and filling Compacted granular fill to the bottom of slab; refer drawing no. KYN-CSP-NB-B2-DR-S-3019 Filling to excavations average thickness exceeding 0.25m; brought from outside | 15 | m3 | 0
[15 empty] | 3/2/6 | 0
[7 empty] | 3 | 5 | 5 | F | 35 | Connection between in-situ floor to precast flight; including fixings, finishings and all necessary accessories to complete the work; refer drawing and detail on drawing KYN-CSP-NB-XX-DR-S-8001. Plain 150 - 300mm depth; 200mm high | 20 | m | 0
[15 empty] | 3/5/5 | 0
[7 empty] | 3 | 7 | 81 | C | 8 | Drainage Channel R Disposal systems R10 Rainwater pipework/gutters Drainage channel; laid to slope; 25mm towards outlet on 100mm x 80mm appropriate bedding; including all necessary accessories to complete the work; refer drawings KYN-PDP-XX-XX-DR-A-10400, KYN-PDP-XX-XX-DR-A-10401 and KYN-CSP-NB-XX-DR-S-8006. Pipework ancillaries; drainage channel approx. overall size 80mm x 50mm | 210 | m | 0
[15 empty] | 3/7/81 | 0
[7 empty] | 8 | 1 | 1 | A | 0 | 8.1 SITE PREPARATION WORKS 8.1 SITE PREPARATION WORKS The following works have been measured in accordance with SMM7. The only departures from SMM7 are in connection with various pricing points where sufficient details are not available . Site Levels Management; excavation, cart away and levelling works D Groundwork D20 Excavating and filling Removal of existing trees or shrubs; refer drawing no. 2337-S3-010-001, 002 Site preparation removing trees | 1 | ITEM | 0
[7 empty] | 8 | 1 | 1 | B | 0 | removing trees; tree saplings | 1 | ITEM | 0
[7 empty] | 8 | 1 | 1 | C | 0 | Clearing existing planting; refer drawing no. 2337-S3-010-001, 002 Site preparation clearing site vegetation | 3367 | m2 | 0
[7 empty] | 8 | 1 | 1 | D | 0 | Excavation to the formation level of proposed surface; refer drawing no. 2337-S3-010-001, 002 Excavating topsoil for preservation depth varies | 3367 | m2 | 0
[7 empty] | 8 | 1 | 1 | E | 0 | to reduce levels; varying commencing levels depth varies | 3378 | m3 | 0
[7 empty] | 8 | 1 | 1 | F | 0 | Items extra over excavating in inert material irrespective of depth excavation below ground water level | 1 | ITEM | 0
[15 empty] | 8/1/1 | 0
[7 empty] | 8 | 1 | 2 | A | 0 | Items extra over excavating in inert material irrespective of depth hazardous material, excavating below ground water level | 1 | ITEM | 0
[7 empty] | 8 | 1 | 2 | B | 0 | next existing services; type of service to be confirmed | 1 | ITEM | 0
[7 empty] | 8 | 1 | 2 | C | 0 | around existing services crossing excavation; type of service to be confirmed | 1 | ITEM | 0
[7 empty] | 8 | 1 | 2 | D | 0 | Breaking out existing materials rock | 1 | ITEM | 0
[7 empty] | 8 | 1 | 2 | E | 0 | concrete | 1 | ITEM | 0
[7 empty] | 8 | 1 | 2 | F | 0 | reinforced concrete | 1 | ITEM | 0
[7 empty] | 8 | 1 | 2 | G | 0 | brickwork, block work or stonework | 1 | ITEM | 0
[7 empty] | 8 | 1 | 2 | H | 0 | coated macadam or asphalt | 84 | m3 | 0
[7 empty] | 8 | 1 | 2 | J | 0 | Earthwork support contractor to allow for earthwork support to excavations; if required | 1 | ITEM | 0
[7 empty] | 8 | 1 | 2 | K | 0 | Disposal surface water | 1 | ITEM | 0
[7 empty] | 8 | 1 | 2 | L | 0 | ground water | 1 | ITEM | 0
[7 empty] | 8 | 1 | 2 | M | 0 | excavated material; off site; stripped off top soil if required | 1347 | m3 | 0
[7 empty] | 8 | 1 | 2 | N | 0 | excavated material; off site | 3378 | m3 | 0
[7 empty] | 8 | 1 | 2 | P | 0 | Filling to excavated areas Filling to excavations average thickness varying | 204 | m3 | 0
[15 empty] | 8/1/2 | 0
[7 empty] | 8 | 2 | 1 | A | 0 | 8.2 ROADS, PATHS, PAVINGS AND SURFACINGS 8.2 ROADS, PATHS, PAVINGS AND SURFACINGS The following works have been measured in accordance with SMM7. The only departures from SMM7 are in connection with various pricing points where sufficient details are not available . To driveway, natural stone paving including decorative banding and metal edging Driveway paving type P1 / P1A Q Paving/Planting/Fencing/Site furniture Q20 Granular sub-bases to roads/ Pavings Open grade subgrade (for CBR<2%); including compaction & all necessary accessories to complete the works; refer drawing 2337-S3-010-001, 002 & KYN-CSP-NB-XX-DR-C-9024 Filling to make up levels average thickness exceeding 250mm; obtained off site | 92 | m3 | 0
[7 empty] | 8 | 2 | 1 | B | 0 | 20mm open graded crushed rock sub base; including compaction & all necessary accessories to complete the works; refer drawing 2337-S3-010-001, 002 & KYN-CSP-NB-XX-DR-C-9024 Filling to make up levels average thickness not exceeding 250mm; obtained off site | 46 | m3 | 0
[7 empty] | 8 | 2 | 1 | C | 0 | Hydraulic bound course graded aggregate; including compaction & all necessary accessories to complete the works; refer drawing 2337-S3-010-001, 002 & KYN-CSP-NB-XX-DR-C-9024 Filling to make up levels average thickness not exceeding 250mm; obtained off site | 39 | m3 | 0
[15 empty] | 8/2/1 | 0
[7 empty] | 8 | 2 | 2 | A | 0 | Q24 Interlocking brick/block roads/Pavings Biege natural stone drivesetts; supplier: tbc; finish tbc; approx. size 150xrandomx50-100mm; including 50mm thick sharp sand bedding and all accessories; refer drawing 2337-S3-010-001, 002, KYN-CSP-NB-XX-DR-C-9024, 2337-S3-030-001, 002 Pavings 50-100mm thick; levels and to falls only; bedding thickness 50mm | 305 | m2 | 0
[7 empty] | 8 | 2 | 2 | B | 0 | 50-100mm thick; levels and to falls only; bedding thickness 50mm; laid over basement slab | 17 | m2 | 0
[7 empty] | 8 | 2 | 2 | C | 0 | Accessories separating membrane; thickness tbc | 914 | m2 | 0
[7 empty] | 8 | 2 | 2 | D | 0 | Driveway paving type P2 Q Paving/Planting/Fencing/Site furniture Q20 Granular sub-bases to roads/ Pavings Open grade subgrade (for CBR<2%); including compaction & all necessary accessories to complete the works; refer drawing 2337-S3-010-001, 002 & KYN-CSP-NB-XX-DR-C-9024 Filling to make up levels average thickness exceeding 250mm; obtained off site | 22 | m3 | 0
[7 empty] | 8 | 2 | 2 | E | 0 | 20mm open graded crushed rock sub base; including compaction & all necessary accessories to complete the works; refer drawing 2337-S3-010-001, 002 & KYN-CSP-NB-XX-DR-C-9024 Filling to make up levels average thickness not exceeding 250mm; obtained off site | 11 | m3 | 0
[15 empty] | 8/2/2 | 0
[7 empty] | 8 | 2 | 3 | A | 0 | Hydraulic bound course graded aggregate; including compaction & all necessary accessories to complete the works; refer drawing 2337-S3-010-001, 002 & KYN-CSP-NB-XX-DR-C-9024 Filling to make up levels average thickness not exceeding 250mm; obtained off site | 10 | m3 | 0
[7 empty] | 8 | 2 | 3 | B | 0 | Q24 Interlocking brick/block roads/Pavings Biege natural stone drivesetts; supplier: tbc; finish tbc; approx. size 100xrandomx50-100mm; including 50mm thick sharp sand bedding and all accessories; refer drawing 2337-S3-010-001, 002, KYN-CSP-NB-XX-DR-C-9024, 2337-S3-030-001, 002 Pavings 50-100mm thick; levels and to falls only; bedding thickness 50mm | 73 | m2 | 0
[7 empty] | 8 | 2 | 3 | C | 0 | Geotextile; including laying, lapping and all necessary accessories to complete the works; refer drawing 2337-S3-010-001, 002 & KYN-CSP-NB-XX-DR-C-9024 Accessories separating membrane; thickness tbc | 217 | m2 | 0
[7 empty] | 8 | 2 | 3 | D | 0 | Natural stone paving type P3 / P3A Q Paving/Planting/Fencing/Site furniture Q20 Granular sub-bases to roads/ Pavings Class 6F1, 6F2 or 6F3 capping layer for CBR<2%; including compaction & all necessary accessories to complete the works; refer drawing 2337-S3-010-001, 002 & KYN-CSP-NB-XX-DR-C-9024 Filling to make up levels average thickness exceeding 250mm; obtained off site | 16 | m3 | 0
[15 empty] | 8/2/3 | 0
[7 empty] | 8 | 2 | 4 | A | 0 | 20mm open graded crushed rock sub base; including compaction & all necessary accessories to complete the works; refer drawing 2337-S3-010-001, 002 & KYN-CSP-NB-XX-DR-C-9024 Filling to make up levels average thickness not exceeding 250mm; obtained off site | 13 | m3 | 0
[7 empty] | 8 | 2 | 4 | B | 0 | Q24 Interlocking brick/block roads/Pavings Biege natural stone; supplier: tbc; finish tbc; approx. size 600x400x30-40mm; including 50mm thick open graded crushed rock laying course and all accessories; refer drawing 2337-S3-010-001, 002, KYN-CSP-NB-XX-DR-C-9024, 2337-S3-030-001, 00 2 Pavings 40mm thick; levels and to falls only; bedding thickness 50mm | 51 | m2 | 0
[7 empty] | 8 | 2 | 4 | C | 0 | 40mm thick; levels and to falls only; bedding thickness 50mm; laid over basement | 66 | m2 | 0
[7 empty] | 8 | 2 | 4 | D | 0 | Rear driveway paving type P8 Q Paving/Planting/Fencing/Site furniture Q20 Granular sub-bases to roads/ Pavings Open grade subgrade (for CBR<2%); including compaction & all necessary accessories to complete the works; refer drawing 2337-S3-010-001, 002 & KYN-CSP-NB-XX-DR-C-9024 Filling to make up levels average thickness exceeding 250mm; obtained off site | 10 | m3 | 0
[15 empty] | 8/2/4 | 0
[7 empty] | 8 | 2 | 5 | A | 0 | 20mm open graded crushed rock sub base; including compaction & all necessary accessories to complete the works; refer drawing 2337-S3-010-001, 002 & KYN-CSP-NB-XX-DR-C-9024 Filling to make up levels average thickness not exceeding 250mm; obtained off site | 5 | m3 | 0
[7 empty] | 8 | 2 | 5 | B | 0 | Hydraulic bound course graded aggregate; including compaction & all necessary accessories to complete the works; refer drawing 2337-S3-010-001, 002 & KYN-CSP-NB-XX-DR-C-9024 Filling to make up levels average thickness not exceeding 250mm; obtained off site | 5 | m3 | 0
[7 empty] | 8 | 2 | 5 | C | 0 | Q24 Interlocking brick/block roads/Pavings Biege natural stone drivesetts; supplier: tbc; finish tbc; approx. size 150xrandomx50-100mm; including 50mm thick sharp sand bedding and all accessories; refer drawing 2337-S3-010-001, 002, KYN-CSP-NB-XX-DR-C-9024, 2337-S3-030-001, 002 Pavings 50-100mm thick; levels and to falls only; bedding thickness 50mm | 33 | m2 | 0
[7 empty] | 8 | 2 | 5 | D | 0 | Geotextile; including laying, lapping and all necessary accessories to complete the works; refer drawing 2337-S3-010-001, 002 & KYN-CSP-NB-XX-DR-C-9024 Sheets horizontal; details tbc | 98 | m2 | 0
[15 empty] | 8/2/5 | 0
[7 empty] | 8 | 2 | 6 | A | 0 | Band type 1 / 1a Q Paving/Planting/Fencing/Site furniture Q24 Interlocking brick/block roads/pavings Band type B1; biege natural stone drivesetts banding - double stacked row; supplier tbc; finish tbc; size 150xrandomx40mm; including 40mm mortar bed & haunch; refer drawing 2337-S3-010-001, 002, KYN-CSP-NB-XX-DR-C-9024, 2337-S3-030-001, 002, 003 Pavings 40mm thick; levels and to falls only; bedding thickness 40mm | 38 | m2 | 0
[7 empty] | 8 | 2 | 6 | B | 0 | 40mm thick; levels and to falls only; bedding thickness 40mm; laid over basement | 8 | m2 | 0
[7 empty] | 8 | 2 | 6 | C | 0 | Band type 2 Q Paving/Planting/Fencing/Site furniture Q24 Interlocking brick/block roads/pavings Band type B2; biege natural stone drivesetts banding - quadraple stacked row; supplier tbc; finish tbc; size 150xrandomx40mm; including 40mm mortar bed & haunch; refer drawing 2337-S3-010-001, 002, KYN-CSP-NB-XX-DR-C-9024, 2337-S3-030-001, 002, 003 Pavings 40mm thick; levels and to falls only; bedding thickness 40mm | 8 | m2 | 0
[15 empty] | 8/2/6 | 0
[7 empty] | 8 | 2 | 7 | A | 0 | Band type 6 Q Paving/Planting/Fencing/Site furniture Q24 Interlocking brick/block roads/pavings Band type B6; biege natural drive setts bading - quadraple stacked row; supplier tbc; finish tbc; size 150xrandomx40mm; including 30mm mortar bed & haunch; refer drawing 2337-S3-010-001, 002, KYN-CSP-NB-XX-DR-C-9024, 2337-S3-030-001, 002, 00 3 Pavings 40mm thick; levels and to falls only; bedding thickness 30mm | 1 | m2 | 0
[7 empty] | 8 | 2 | 7 | B | 0 | To rear garden terraces; limestone paving including metal edging Natural stone paving type P4 / P4a Q Paving/Planting/Fencing/Site furniture Q20 Granular sub-bases to roads/ Pavings Class 6F1, 6F2 or 6F3 capping layer for CBR<2%; including compaction & all necessary accessories to complete the works; refer drawing 2337-S3-010-001, 002 & KYN-CSP-NB-XX-DR-C-9024 Filling to make up levels average thickness exceeding 250mm; obtained off site | 73 | m3 | 0
[7 empty] | 8 | 2 | 7 | C | 0 | 20mm open graded crushed rock sub base; including compaction & all necessary accessories to complete the works; refer drawing 2337-S3-010-001, 002 & KYN-CSP-NB-XX-DR-C-9024 Filling to make up levels average thickness not exceeding 250mm; obtained off site | 61 | m3 | 0
[15 empty] | 8/2/7 | 0
[7 empty] | 8 | 2 | 8 | A | 0 | Q24 Interlocking brick/block roads/Pavings Biege natural stone; supplier: tbc; finish tbc; approx. size 600x400x30-40mm; including 50mm thick open graded crushed rock laying course and all accessories; refer drawing 2337-S3-010-001, 002, KYN-CSP-NB-XX-DR-C-9024, 2337-S3-030-001, 00 2 Pavings 40mm thick; levels and to falls only; bedding thickness 50mm | 243 | m2 | 0
[7 empty] | 8 | 2 | 8 | B | 0 | 40mm thick; levels and to falls only; bedding thickness 50mm; laid over basement | 41 | m2 | 0
[7 empty] | 8 | 2 | 8 | C | 0 | Natural stone paving type P9 Q Paving/Planting/Fencing/Site furniture Q20 Granular sub-bases to roads/ Pavings Class 6F1, 6F2 or 6F3 capping layer for CBR<2%; including compaction & all necessary accessories to complete the works; refer drawing 2337-S3-010-001, 002 & KYN-CSP-NB-XX-DR-C-9024 Filling to make up levels average thickness exceeding 250mm; obtained off site | 9 | m3 | 0
[7 empty] | 8 | 2 | 8 | D | 0 | 20mm open graded crushed rock sub base; including compaction & all necessary accessories to complete the works; refer drawing 2337-S3-010-001, 002 & KYN-CSP-NB-XX-DR-C-9024 Filling to make up levels average thickness not exceeding 250mm; obtained off site | 9 | m3 | 0
[15 empty] | 8/2/8 | 0
[7 empty] | 8 | 2 | 9 | A | 0 | Q24 Interlocking brick/block roads/Pavings Biege natural stone stacking; supplier: tbc; finish tbc; approx. size 600x400x25mm; including 50mm thick open graded crushed rock laying course and all accessories; refer drawing 2337-S3-010-001, 002, KYN-CSP-NB-XX-DR-C-9024, 2337-S3-030-001, 002 Pavings 25mm thick; levels and to falls only; bedding thickness 50mm | 29 | m2 | 0
[7 empty] | 8 | 2 | 9 | B | 0 | Band type 3 Q Paving/Planting/Fencing/Site furniture Q24 Interlocking brick/block roads/pavings Band type B3; natural stone banding; supplier tbc; finish to match pavement P4; size 297x500x25mm; including 30mm mortar bed & haunch; refer drawing 2337-S3-010-001, 002, KYN-CSP-NB-XX-DR-C-9024, 2337-S3-030-001, 002, 003 Pavings 25mm thick; levels and to falls only; bedding thickness 30mm | 9 | m2 | 0
[7 empty] | 8 | 2 | 9 | C | 0 | Band type B3a; natural stone banding; supplier tbc; finish to match pavement P4; size 297x500x25mm; including 30mm mortar bed & haunch; refer drawing 2337-S3-010-001, 002, KYN-CSP-NB-XX-DR-C-9024, 2337-S3-030-001, 002, 00 3 Pavings 25mm thick; levels and to falls only; bedding thickness 30mm | 2 | m2 | 0
[15 empty] | 8/2/9 | 0
[7 empty] | 8 | 2 | 10 | A | 1 | Band type 4 Q Paving/Planting/Fencing/Site furniture Q24 Interlocking brick/block roads/pavings Band type B4; biege natural stone banding; supplier tbc; finish to match pavement P4; size 150xrandomx30mm; including 30mm mortar bed & haunch; refer drawing 2337-S3-010-001, 002, KYN-CSP-NB-XX-DR-C-9024, 2337-S3-030-001, 002, 00 3 Pavings 30mm thick; levels and to falls only; bedding thickness 30mm | 8 | m2 | 0
[7 empty] | 8 | 2 | 10 | B | 1 | Band type 5 Q Paving/Planting/Fencing/Site furniture Q24 Interlocking brick/block roads/pavings Band type B5; natural stone banding; supplier tbc; finish to match pavement P4; size 900x150x30mm; including 30mm mortar bed & haunch; refer drawing 2337-S3-010-001, 002, KYN-CSP-NB-XX-DR-C-9024, 2337-S3-030-001, 002, 003 Pavings 30mm thick; levels and to falls only; bedding thickness 30mm | 10 | m2 | 0
[7 empty] | 8 | 2 | 10 | C | 1 | Feature herringbone paving Natural stone paving type P7 Q Paving/Planting/Fencing/Site furniture Q20 Granular sub-bases to roads/ Pavings Class 6F1, 6F2 or 6F3 capping layer for CBR<2%; including compaction & all necessary accessories to complete the works; refer drawing 2337-S3-010-001, 002 & KYN-CSP-NB-XX-DR-C-9024 Filling to make up levels average thickness exceeding 250mm; obtained off site | 15 | m3 | 0
[15 empty] | 8/2/10 | 0
[7 empty] | 8 | 2 | 11 | A | 1 | 20mm open graded crushed rock sub base; including compaction & all necessary accessories to complete the works; refer drawing 2337-S3-010-001, 002 & KYN-CSP-NB-XX-DR-C-9024 Filling to make up levels average thickness not exceeding 250mm; obtained off site | 15 | m3 | 0
[7 empty] | 8 | 2 | 11 | B | 1 | Q24 Interlocking brick/block roads/Pavings Biege natural stone stacking; supplier: tbc; finish tbc; approx. size 200x50x40mm; including 50mm thick open graded crushed rock laying course and all accessories; refer drawing 2337-S3-010-001, 002, KYN-CSP-NB-XX-DR-C-9024, 2337-S3-030-001, 002 Pavings 40mm thick; levels and to falls only; bedding thickness 50mm | 50 | m2 | 0
[7 empty] | 8 | 2 | 11 | C | 1 | Granite kerbs Q Paving/Planting/Fencing/Site furniture Q10 Kerbs/Edgings/Channels/Paving accessories Kerb type K1; natural stone kerb; supplier tbc; finish tbc; size 150x400xtbc mm; including 450x min 150mm haunch in concrete mix C16/20; refer drawing 2337-S3-010-001, 002, KYN-CSP-NB-XX-DR-C-9025, 2337-S3-030-001, 002, 00 3 Kerbs 150x400xtbc mm | 89 | m | 0
[15 empty] | 8/2/11 | 0
[7 empty] | 8 | 2 | 12 | A | 1 | Kerb type K1a; natural stone kerb; supplier tbc; finish tbc; size 150x400xtbc mm; including 450x min 150mm haunch in concrete mix C16/20; refer drawing 2337-S3-010-001, 002, KYN-CSP-NB-XX-DR-C-9025, 2337-S3-030-001, 002, 00 3 Kerbs 150x400xtbc mm | 5 | m | 0
[7 empty] | 8 | 2 | 12 | B | 1 | Kerb type K2; natural stone kerb; supplier tbc; finish tbc; size 150x400xtbc mm; including 450x min 150mm haunch in concrete mix C16/20; refer drawing 2337-S3-010-001, 002, KYN-CSP-NB-XX-DR-C-9025, 2337-S3-030-001, 002, 00 3 Kerbs 150x400xtbc mm | 13 | m | 0
[7 empty] | 8 | 2 | 12 | C | 1 | Permeable Resin bound gravel; metal edging Resin bound gravel paving type P6 Q Paving/Planting/Fencing/Site furniture Q10 Kerbs/Edgings/Channels/Paving accessories Metal edging ME to pavement type P6; supplier & finish tbc; including all necessary fittings & accessories required to complete the works; refer drawing 2337-S3-010-001, 002 & 2337-S3-030-003 Filling to make up levels details tbc | 123 | m | 0
[7 empty] | 8 | 2 | 12 | D | 1 | Q20 Granular sub-bases to roads/ Pavings Type 1 sub base; including compaction & all necessary accessories to complete the works; refer drawing 2337-S3-010-001, 002 & KYN-CSP-NB-XX-DR-C-9024 Filling to make up levels average thickness not exceeding 250mm; obtained off site | 30 | m3 | 0
[15 empty] | 8/2/12 | 0
[7 empty] | 8 | 2 | 13 | A | 1 | Q23 Gravel/Hoggin/Woodchip roads/pavings DBM Binder course; including all associated accessories & works; refer drawing 2337-S3-010-001, 002, KYN-CSP-NB-XX-DR-C-9024, 2337-S3-030-001, 002 Pavings 50mm thick; levels and to falls only | 200 | m2 | 0
[7 empty] | 8 | 2 | 13 | B | 1 | DBM wearing course; including all associated accessories & works; refer drawing 2337-S3-010-001, 002, KYN-CSP-NB-XX-DR-C-9024, 2337-S3-030-001, 002 Pavings 30mm thick; levels and to falls only | 200 | m2 | 0
[7 empty] | 8 | 2 | 13 | C | 1 | Resin bound gravel topping; including all associated accessories & works; refer drawing 2337-S3-010-001, 002, KYN-CSP-NB-XX-DR-C-9024, 2337-S3-030-001, 002 Pavings 15mm thick; levels and to falls only | 200 | m2 | 0
[7 empty] | 8 | 2 | 13 | D | 1 | External stairs Stair S1 E In situ concrete/Large precast concrete E10 Mixing/Casting/Curing in situ concrete 200mm thick ground bearing slab; to base of external stair; including all accessories & fittings required to complete the works; refer drawing 2337-S3-010-001, 002, KYN-CSP-NB-XX-DR-C-9024, 2337-S3-030-001, 002, 2337-S3-030-004 Beds thickness 150 - 450mm | 2 | m3 | 0
[15 empty] | 8/2/13 | 0
[7 empty] | 8 | 2 | 14 | A | 1 | Formwork to paving; including all necessary accessories to complete the works; refer drawing 2337-S3-010-001, 002, KYN-CSP-NB-XX-DR-C-9024, 2337-S3-030-001, 002, 2337-S3-030-004 Sides of ground beams and edges of beds plain vertical; height not exceeding 250mm | 4 | m | 0
[7 empty] | 8 | 2 | 14 | B | 1 | Steps in top surfaces plain vertical; height not exceeding 250 mm | 13 | m | 0
[7 empty] | 8 | 2 | 14 | C | 1 | Fabric reinforcement mesh; 1 no. layer A393 mesh reinforcement top; all in accordance; drawing 2337-S3-010-001, 002, KYN-CSP-NB-XX-DR-C-9024, 2337-S3-030-001, 002, 2337-S3-030-004 Fabric A393 mesh reinforcement | 5 | m2 | 0
[7 empty] | 8 | 2 | 14 | D | 1 | P Building fabric sundries P10 Sundry insulation/proofing work/fire stops Geotextile; including laying, lapping and all necessary accessories to complete the works; refer drawing 2337-S3-010-001, 002 & KYN-CSP-NB-XX-DR-C-9024, 2337-S3-030-004 Sheets horizontal; details tbc | 5 | m2 | 0
[7 empty] | 8 | 2 | 14 | E | 1 | Q Paving/Planting/Fencing/Site furniture Q20 Granular sub-bases to roads/ paving's Open grade subgrade (for CBR<2%); including compaction & all necessary accessories to complete the works; refer drawing 2337-S3-010-001, 002 & KYN-CSP-NB-XX-DR-C-9024 Filling to make up levels average thickness exceeding 250mm; obtained off site | 2 | m3 | 0
[15 empty] | 8/2/14 | 0
[7 empty] | 8 | 2 | 15 | A | 1 | Q24 Interlocking brick/block roads/Pavings Biege natural stone drivesetts; supplier: tbc; finish tbc; approx. size 150xrandomx50-100mm; including 30mm thick mortar bedding and all accessories; refer drawing 2337-S3-010-001, 002, KYN-CSP-NB-XX-DR-C-9024, 2337-S3-030-001, 002, 2337-S3-030-004 Treads 350mm wide, additional 55mm overhang with half bullnose edge and 5mm drip line; 40mm thick paver | 13 | m | 0
[7 empty] | 8 | 2 | 15 | B | 1 | Risers 148mm high; 30mm thick paver | 13 | m | 0
[7 empty] | 8 | 2 | 15 | C | 1 | Stair S2 E In situ concrete/Large precast concrete E10 Mixing/Casting/Curing in situ concrete 200mm thick ground bearing slab; to base of external stair; including all accessories & fittings required to complete the works; refer drawing 2337-S3-010-001, 002, KYN-CSP-NB-XX-DR-C-9024, 2337-S3-030-001, 002, 2337-S3-030-004 Beds thickness 150 - 450mm | 2 | m3 | 0
[7 empty] | 8 | 2 | 15 | D | 1 | Formwork to paving; including all necessary accessories to complete the works; refer drawing 2337-S3-010-001, 002, KYN-CSP-NB-XX-DR-C-9024, 2337-S3-030-001, 002, 2337-S3-030-004 Sides of ground beams and edges of beds plain vertical; height not exceeding 250mm | 8 | m | 0
[7 empty] | 8 | 2 | 15 | E | 1 | Steps in top surfaces plain vertical; height 250 - 500 mm | 19 | m | 0
[15 empty] | 8/2/15 | 0
[7 empty] | 8 | 2 | 16 | A | 1 | Fabric reinforcement mesh; 1 no. layer A393 mesh reinforcement top; all in accordance; drawing 2337-S3-010-001, 002, KYN-CSP-NB-XX-DR-C-9024, 2337-S3-030-001, 002, 2337-S3-030-004 Fabric A393 mesh reinforcement | 8 | m2 | 0
[7 empty] | 8 | 2 | 16 | B | 1 | P Building fabric sundries P10 Sundry insulation/proofing work/fire stops Geotextile; including laying, lapping and all necessary accessories to complete the works; refer drawing 2337-S3-010-001, 002 & KYN-CSP-NB-XX-DR-C-9024, 2337-S3-030-004 Sheets horizontal; details tbc | 8 | m2 | 0
[7 empty] | 8 | 2 | 16 | C | 1 | Q Paving/Planting/Fencing/Site furniture Q20 Granular sub-bases to roads/ paving's Open grade subgrade (for CBR<2%); including compaction & all necessary accessories to complete the works; refer drawing 2337-S3-010-001, 002 & KYN-CSP-NB-XX-DR-C-9024 Filling to make up levels average thickness exceeding 250mm; obtained off site | 3 | m3 | 0
[7 empty] | 8 | 2 | 16 | D | 1 | Q24 Interlocking brick/block roads/Pavings Biege natural stone drivesetts; supplier: tbc; finish tbc; approx. size 150xrandomx50-100mm; including 30mm thick mortar bedding and all accessories; refer drawing 2337-S3-010-001, 002, KYN-CSP-NB-XX-DR-C-9024, 2337-S3-030-001, 002, 2337-S3-030-004 Pavings 40mm thick; levels and to falls only; bedding thickness 30mm; to mid landing | 2 | m2 | 0
[15 empty] | 8/2/16 | 0
[7 empty] | 8 | 2 | 17 | A | 1 | Treads 250mm wide, additional 55mm overhang with half bullnose edge and 5mm drip line; 40mm thick paver | 20 | m | 0
[7 empty] | 8 | 2 | 17 | B | 1 | Risers 172mm high; 30mm thick paver | 19 | m | 0
[7 empty] | 8 | 2 | 17 | C | 1 | Any other item not specified in CSA E In situ concrete/Large precast concrete E10 Mixing/Casting/Curing in situ concrete 200mm thick ground bearing slab; to base of external stair; including all accessories & fittings required to complete the works; refer drawing 2337-S3-010-001, 002, KYN-CSP-NB-XX-DR-C-9024, 2337-S3-030-001, 002, 2337-S3-030-004 Beds thickness 150 - 450mm | 4 | m3 | 0
[7 empty] | 8 | 2 | 17 | D | 1 | Formwork to paving; including all necessary accessories to complete the works; refer drawing 2337-S3-010-001, 002, KYN-CSP-NB-XX-DR-C-9024, 2337-S3-030-001, 002, 2337-S3-030-004 Sides of ground beams and edges of beds plain vertical; height not exceeding 250mm | 17 | m | 0
[7 empty] | 8 | 2 | 17 | E | 1 | Fabric reinforcement mesh; 1 no. layer A393 mesh reinforcement top; all in accordance ; drawing 2337-S3-010-001, 002, KYN-CSP-NB-XX-DR-C-9024, 2337-S3-030-001, 002, 2337-S3-030-004 Fabric A252 mesh reinforcement | 17 | m2 | 0
[15 empty] | 8/2/17 | 0
[7 empty] | 8 | 2 | 18 | A | 1 | P Building fabric sundries P10 Sundry insulation/proofing work/fire stops Geotextile; including laying, lapping and all necessary accessories to complete the works; refer drawing 2337-S3-010-001, 002 & KYN-CSP-NB-XX-DR-C-9024, 2337-S3-030-004 Sheets horizontal; details tbc | 17 | m2 | 0
[7 empty] | 8 | 2 | 18 | B | 1 | Q Paving/Planting/Fencing/Site furniture Q20 Granular sub-bases to roads/ paving's Open grade subgrade (for CBR<2%); including compaction & all necessary accessories to complete the works; refer drawing 2337-S3-010-001, 002 & KYN-CSP-NB-XX-DR-C-9024 Filling to make up levels average thickness exceeding 250mm; obtained off site | 6 | m3 | 0
[7 empty] | 8 | 2 | 18 | C | 1 | General pricing point allow for pavement type S7, proposed block paving - non vehicular; as per drawing no. KYN-CSP-NB-XX-DR-C-9024 | 1 | ITEM | 0
[7 empty] | 8 | 2 | 18 | D | 1 | allow for porcelain paving to terrace; in lightwel l | 24 | m2 | 0
[7 empty] | 8 | 2 | 18 | E | 1 | allow for front signage | 1 | ITEM | 0
[15 empty] | 8/2/18 | 0
[7 empty] | 8 | 2 | 19 | A | 1 | S278 Works The following works have been measured in accordance with SMM7. The only departures from SMM7 are in connection with various pricing points where sufficient details are not available . Footway crossover construction P Building fabric sundries P10 Sundry insulation/proofing work/fire stops Geotextile; Terram 1000; including laying, lapping and all necessary accessories to complete the works; refer drawing 3639.16A Sheets horizontal; details tbc | 10 | m2 | 0
[7 empty] | 8 | 2 | 19 | B | 1 | Q Paving/Planting/Fencing/Site furniture Q20 Granular sub-bases to roads/ Pavings Granular sub base type 1 to MCHW clause 803; including compaction & all necessary accessories to complete the works; refer drawing 3639.16A Filling to make up levels average thickness exceeding 250mm; obtained off site | 2 | m3 | 0
[7 empty] | 8 | 2 | 19 | C | 1 | Q21 In situ concrete roads/pavings Class C 16/20 (ST4 concrete; including compaction & all necessary accessories to complete the works; refer drawing 3639.16A Concrete thickness not exceeding 150mm | 2 | m3 | 0
[7 empty] | 8 | 2 | 19 | D | 1 | Fabric reinforcement mesh; 1 no. layer A393 mesh reinforcement top; including compaction & all necessary accessories to complete the works; refer drawing 3639.16A Fabric A393 mesh reinforcement | 10 | m2 | 0
[15 empty] | 8/2/19 | 0
[7 empty] | 8 | 2 | 20 | A | 2 | Q22 Coated macadam/Asphalt roads/pavings AC20 dense bin 40/60 WTR 2 to BS EN 13108-1; including all necessary accessories to complete the works; refer drawing 3639.16A Roads 60mm thick | 10 | m2 | 0
[7 empty] | 8 | 2 | 20 | B | 2 | AC10 close surf 100/150 to BS EN 13108-1; including all necessary accessories to complete the works; refer drawing 3639.16A Roads 40mm thick | 10 | m2 | 0
[7 empty] | 8 | 2 | 20 | C | 2 | Footway resurfacing Q Paving/Planting/Fencing/Site furniture Q22 Coated macadam/Asphalt roads/pavings AC6 dense surf 100/150 to EN 13108-1; top 25mm to be planed off; including all necessary accessories to complete the works; refer drawing 3639.16A Roads 25mm thick | 174 | m2 | 0
[7 empty] | 8 | 2 | 20 | D | 2 | Carriageway resurfacing P Building fabric sundries P10 Sundry insulation/proofing work/fire stops Geotextile; Terram 1000; including laying, lapping and all necessary accessories to complete the works; refer drawing 3639.16A Sheets horizontal; details tbc | 16 | m2 | 0
[15 empty] | 8/2/20 | 0
[7 empty] | 8 | 2 | 21 | A | 2 | Q Paving/Planting/Fencing/Site furniture Q20 Granular sub-bases to roads/ Pavings Granular sub base type 1 to MCHW clause 803; including compaction & all necessary accessories to complete the works; refer drawing 3639.16A Filling to make up levels average thickness exceeding 250mm; obtained off site | 3 | m3 | 0
[7 empty] | 8 | 2 | 21 | B | 2 | Q22 Coated macadam/Asphalt roads/pavings AC20 dense bin 40/60 WTR 2 to BS EN 13108-1; including all necessary accessories to complete the works; refer drawing 3639.16A Roads 60mm thick | 16 | m2 | 0
[7 empty] | 8 | 2 | 21 | C | 2 | AC10 close surf 100/150 to BS EN 13108-1; including all necessary accessories to complete the works; refer drawing 3639.16A Roads 40mm thick | 16 | m2 | 0
[7 empty] | 8 | 2 | 21 | D | 2 | Kerbs Q Paving/Planting/Fencing/Site furniture Q10 Kerbs/Edgings/Channels/Paving accessories Quandrant kerb type Q1; size 305x255mm; including bedding and haunch size 455x300mm; including all associated works & accessories; refer drawing 3639.16A Kerbs size 305x255mm | 1 | m | 0
[15 empty] | 8/2/21 | 0
[7 empty] | 8 | 2 | 22 | A | 2 | Kerb BN25; size 125x255x914mm; laid with 25mm upstand including bedding and haunch ; including all associated works & accessories; refer drawing 3639.22 Kerbs 125x255x914mm | 6 | m | 0
[7 empty] | 8 | 2 | 22 | B | 2 | Kerb type DL; details tbc; laid with 25mm upstand including bedding and haunch ; including all associated works & accessories; refer drawing 3639.22 Kerbs size tbc; type DL | 1 | m | 0
[7 empty] | 8 | 2 | 22 | C | 2 | size tbc; type DR | 1 | m | 0
[7 empty] | 8 | 2 | 22 | D | 2 | Kerb type DR; details tbc; laid with 25mm upstand including bedding and haunch ; including all associated works & accessories; refer drawing 3639.22 Kerbs size tbc; type EF | 6 | m | 0
[7 empty] | 8 | 2 | 22 | E | 2 | General pricing point allow for existing verge made good | 6 | m2 | 0
[7 empty] | 8 | 2 | 22 | F | 2 | allow for residential specificattion carriageway construction | 8 | m2 | 0
[7 empty] | 8 | 2 | 22 | G | 2 | Relocation for "Courtenay Avenue" road name signboard | 1 | nr | 0
[7 empty] | 8 | 2 | 22 | H | 2 | Relocation for "Private Road" road name signboard | 1 | nr | 0
[7 empty] | 8 | 2 | 22 | J | 2 | allow for vertical saw cut to existing carriage wa y | 28 | m | 0
[15 empty] | 8/2/22 | 0
[7 empty] | 8 | 2 | 23 | A | 2 | General pricing point allow for vertical saw cut to existing foot way | 14 | m | 0
[7 empty] | 8 | 2 | 23 | B | 2 | allow for stripping off existing carriage way | 16 | m2 | 0
[7 empty] | 8 | 2 | 23 | C | 2 | allow for stripping off existing footway | 179 | m2 | 0
[15 empty] | 8/2/23 | 0
[7 empty] | 8 | 3 | 1 | A | 0 | 8.3 SOFT LANDSCAPING 8.3 SOFT LANDSCAPING The following works have been measured in accordance with SMM7. The only departures from SMM7 are in connection with various pricing points where sufficient details are not available . Imported topsoil; laying and spreading D Groundwork D20 Excavating and filling Topsoil; filling topsoil system; all in accordance with drawing no. 2337-S3-020-001, 002, 2337-S3-030-005, 006 Filling to make up levels average thickness exceeding 0.25m; obtained offsit e | 440 | m3 | 0
[7 empty] | 8 | 3 | 1 | B | 0 | Surface treatments compacting; filling | 748 | m2 | 0
[7 empty] | 8 | 3 | 1 | C | 0 | Herbicides to planting areas; prevent weeds from seeding and perennial weeds from becoming established; all in accordance with drawing no. 2337-S3-020-001, 002, 2337-S3-030-005, 006 Surface treatments to trees, herbs & shrubs planting mix area | 748 | m2 | 0
[15 empty] | 8/3/1 | 0
[7 empty] | 8 | 3 | 2 | A | 0 | Turfing Q Paving/Planting/Fencing/Site furniture Q30 Seeding/Turfing Supply and installation of lawn including all necessary related works in accordance with drawing no. 2337-S3-020-001, 002, 2337-S3-030-005, 006 Turfing lawn; details tbc | 31 | m2 | 0
[7 empty] | 8 | 3 | 2 | B | 0 | Protection temporary fencing; details to be confirmed | 1 | ITEM | 0
[7 empty] | 8 | 3 | 2 | C | 0 | Maintenance planting areas; specification to be confirmed | 1 | ITEM | 0
[7 empty] | 8 | 3 | 2 | D | 0 | Root zone carpet of min. 100mm thickness; including all necessary related works in accordance with drawing no. 2337-S3-020-001, 002, 2337-S3-030-005, 006 Root zone carpet 100mm thick | 31 | m2 | 0
[7 empty] | 8 | 3 | 2 | E | 0 | Bark Mulch Q Paving/Planting/Fencing/Site furniture Q31 External Planting Bark mulch; organic material layer of thickness 75mm; including all necessary related works in accordance with drawing no. 2337-S3-020-001, 002, 2337-S3-030-005, 006 Mulching after planting bark mulch; 75mm thick | 718 | m2 | 0
[15 empty] | 8/3/2 | 0
[7 empty] | 8 | 3 | 3 | A | 0 | Planting: Groundcover shrub planting Q Paving/Planting/Fencing/Site furniture Q31 External Planting Cultivation of all planting areas; break up any compacted topsoil to full depth, remove visible roots and large stones ; carried out a few days before planting; refer drawings and specification to be confirmed; refer drawing no. 2337-S3-020-001, 002, 2337-S3-030-005, 006 Cultivating shrubs & herbaceous planting | 662 | m2 | 0
[7 empty] | 8 | 3 | 3 | B | 0 | Surface applications compost | 662 | m2 | 0
[7 empty] | 8 | 3 | 3 | C | 0 | Shrub & herbaceous plants; details tbc; all in accordance with drawing 2337-S3-020-001, 002, 2337-S3-030-005, 006 Shrubs shrubs and herbaceous planting; details tbc | 445 | m2 | 0
[7 empty] | 8 | 3 | 3 | D | 0 | shrubs and herbaceous planting; details tbc | 218 | m2 | 0
[7 empty] | 8 | 3 | 3 | E | 0 | Protection temporary fencing; details to be confirmed | 1 | ITEM | 0
[7 empty] | 8 | 3 | 3 | F | 0 | Maintenance planting areas; specification to be confirmed | 1 | ITEM | 0
[15 empty] | 8/3/3 | 0
[7 empty] | 8 | 3 | 4 | A | 0 | Planting: hedging Q Paving/Planting/Fencing/Site furniture Q31 External Planting Cultivation of all planting areas; break up any compacted topsoil to full depth, remove visible roots and large stones ; carried out a few days before planting; refer drawings and specification to be confirmed; refer drawing no. 2337-S3-020-001, 002, 2337-S3-030-005, 006 Cultivating shrubs & herbaceous planting | 56 | m2 | 0
[7 empty] | 8 | 3 | 4 | B | 0 | Surface applications compost | 56 | m2 | 0
[7 empty] | 8 | 3 | 4 | C | 0 | Hedge plants; details tbc; all in accordance with drawing 2337-S3-020-001, 002, 2337-S3-030-005, 00 6 Hedge plants hedge planting; details tbc | 56 | m2 | 0
[7 empty] | 8 | 3 | 4 | D | 0 | Protection temporary fencing; details to be confirmed | 1 | ITEM | 0
[7 empty] | 8 | 3 | 4 | E | 0 | Maintenance planting areas; specification to be confirmed | 1 | ITEM | 0
[7 empty] | 8 | 3 | 4 | F | 0 | Planting; specimen shrubs Q Paving/Planting/Fencing/Site furniture Q31 External Planting Specimen shrub plants ; details tbc; all in accordance with drawing 2337-S3-020-001, 002, 2337-S3-030-005, 006 Shrubs specimen shrubs; details tbc | 9 | nr | 0
[7 empty] | 8 | 3 | 4 | G | 0 | Protection temporary fencing; details to be confirmed | 1 | ITEM | 0
[15 empty] | 8/3/4 | 0
[7 empty] | 8 | 3 | 5 | A | 0 | Maintenance planting areas; specification to be confirmed | 1 | ITEM | 0
[7 empty] | 8 | 3 | 5 | B | 0 | Planting; feature trees Q Paving/Planting/Fencing/Site furniture Q31 External Planting Supply and installation of trees including, root ball, irrigation system, drainage system and all necessary related works in accordance with drawing no. 2337-S3-020-001, 002, 2337-S3-030-005, 006 Trees proposed trees; details tbc | 62 | nr | 0
[7 empty] | 8 | 3 | 5 | C | 0 | proposed trees in pots; details tbc | 23 | nr | 0
[7 empty] | 8 | 3 | 5 | D | 0 | Tree stand; including all associated works; refer drawing no. 2337-S3-030-006 Protection tree stand | 85 | nr | 0
[7 empty] | 8 | 3 | 5 | E | 0 | Deadman anchor system; including all associated works; refer drawing no. 2337-S3-030-006 Protection tree stand | 85 | nr | 0
[7 empty] | 8 | 3 | 5 | F | 0 | Temporary Fencing Protection temporary fencing; details to be confirmed | 1 | ITEM | 0
[7 empty] | 8 | 3 | 5 | G | 0 | Maintenance planting areas; specification to be confirmed | 1 | ITEM | 0
[15 empty] | 8/3/5 | 0
[7 empty] | 8 | 3 | 6 | A | 0 | Feature raised planters Q Paving/Planting/Fencing/Site furniture Q31 External Planting Raised planter type 3A; bespoke corten metal retaining edge to manufacturer's detail; including concrete foundation, earthwork, geotextile around foundation and all accessories required to complete the works; refer drawing no. 2337-S3-020-001, 002, 2337-S3-030-005, 006 Plant containers planter height 400mm high above soil level | 14 | m | 0
[7 empty] | 8 | 3 | 6 | B | 0 | Raised planter type 3B; bespoke corten metal retaining edge to manufacturer's detail; including concrete foundation, earthwork, geotextile around foundation and all accessories required to complete the works; refer drawing no. 2337-S3-020-001, 002, 2337-S3-030-005, 006 Plant containers planter height 600mm high above soil level | 11 | m | 0
[7 empty] | 8 | 3 | 6 | C | 0 | Planters D Groundwork D20 Excavating and filling Topsoil; filling topsoil system; all in accordance with drawing no. 2337-S3-030-007 Filling to make up levels average thickness exceeding 0.25m; obtained offsit e | 5 | m3 | 0
[7 empty] | 8 | 3 | 6 | D | 0 | Leca drainage layer; all in accordance with drawing no. 2337-S3-030-007 Filling to make up levels average thickness not exceeding 0.25m; obtained offsite | 2 | m3 | 0
[15 empty] | 8/3/6 | 0
[7 empty] | 8 | 3 | 7 | A | 0 | P Building fabric sundries P10 Sundry insulation/proofing work/fire stops Geotextile filter membrane; including all associated works as per drawing no. 2337-S3-030-007 Sheets plain areas; horizontal | 27 | m2 | 0
[7 empty] | 8 | 3 | 7 | B | 0 | plain areas; vertical | 33 | m2 | 0
[15 empty] | 8/3/7 | 0
[7 empty] | 8 | 4 | 2 | E | 0 | Boundary piered wall; 500 high facing brick wall, with 1800 high railings, facing brick piers at 7m centres Boundary Wall Type W1 D Groundwork D20 Excavating and filling Excavating Trenches; width exceeding 300mm; commencing level varying maximum depth not exceeding 1m | 44 | m3 | 0
[15 empty] | 8/4/2 | 0
[7 empty] | 8 | 4 | 3 | A | 0 | Items extra over excavating in inert material irrespective of depth excavating below ground water level | 1 | ITEM | 0
[7 empty] | 8 | 4 | 3 | B | 0 | non-hazardous material; excavating below ground water level | 1 | ITEM | 0
[7 empty] | 8 | 4 | 3 | C | 0 | hazardous material; excavating below ground water level | 1 | ITEM | 0
[7 empty] | 8 | 4 | 3 | D | 0 | next existing services | 1 | ITEM | 0
[7 empty] | 8 | 4 | 3 | E | 0 | around existing services crossing excavation | 1 | ITEM | 0
[7 empty] | 8 | 4 | 3 | F | 0 | Breaking out existing materials rock | 1 | ITEM | 0
[7 empty] | 8 | 4 | 3 | G | 0 | concrete | 1 | ITEM | 0
[7 empty] | 8 | 4 | 3 | H | 0 | reinforced concrete | 1 | ITEM | 0
[7 empty] | 8 | 4 | 3 | J | 0 | brickwork, blockwork or stonework | 1 | ITEM | 0
[7 empty] | 8 | 4 | 3 | K | 0 | coated macadam or asphalt | 1 | ITEM | 0
[7 empty] | 8 | 4 | 3 | L | 0 | Working space allowance to excavations trenches | 146 | m2 | 0
[7 empty] | 8 | 4 | 3 | M | 0 | Earthwork support maximum depth not exceeding 1.00m distance between opposing faces not exceeding 2.00 m | 146 | m2 | 0
[7 empty] | 8 | 4 | 3 | N | 0 | Disposal surface water | 1 | ITEM | 0
[7 empty] | 8 | 4 | 3 | P | 0 | ground water | 1 | ITEM | 0
[7 empty] | 8 | 4 | 3 | Q | 0 | excavated material, non-hazardous/ hazardous; off site | 17 | m3 | 0
[15 empty] | 8/4/3 | 0
[7 empty] | 8 | 4 | 4 | A | 0 | Filing to excavated material Filling to make up levels average thickness exceeding 0.25m; arising from the excavation | 28 | m3 | 0
[7 empty] | 8 | 4 | 4 | B | 0 | Surface treatments compacting; bottom of excavations | 46 | m2 | 0
[7 empty] | 8 | 4 | 4 | C | 0 | compacting; filling | 46 | m2 | 0
[7 empty] | 8 | 4 | 4 | D | 0 | E In Situ Concrete / Large Precast Concrete E10 Mixing/Casting/Curing in situ concrete Blinding below footings; grade C16/20; including all necessary accessories required to complete the work; refer drawing no. 2337-S3-010-001, 002, KYN-CSP-NB-XX-DR-C-9021, KYN-CSP-NB-XX-DR-S-1001 Beds thickness not exceeding 150 mm; 50 mm thick | 3 | m3 | 0
[7 empty] | 8 | 4 | 4 | E | 0 | Reinforced concrete construction; concrete designation C32/40; design chemical class - DC-3z; consistence class - S3; chloride class - CL 0.40; in accordance with BS 8500-1; including all accessories to complete the work; all in accordance with concrete specification; refer drawing no. 2337-S3-010-001, 002, KYN-CSP-NB-XX-DR-C-9021, KYN-CSP-NB-XX-DR-S-1001 Foundations generally; reinforced | 14 | m3 | 0
[15 empty] | 8/4/4 | 0
[7 empty] | 8 | 4 | 5 | A | 0 | E20 Formwork for in situ concrete Formwork for in situ concrete; to maintain specified dimensioning tolerances of finished concrete structure; including all necessary accessories to complete the work; refer drawing no. 2337-S3-010-001, 002, KYN-CSP-NB-XX-DR-C-9021, KYN-CSP-NB-XX-DR-S-1001 Sides of foundations plain vertical; height 250 mm - 500 mm | 46 | m | 0
[7 empty] | 8 | 4 | 5 | B | 0 | E30 Reinforcement for situ concrete B1131 mesh reinforcement; including all lap lengths; and adhering to sustainability requirement of sourcing recycled content (if required); including necessary works; refer drawing no. 2337-S3-010-001, 002, KYN-CSP-NB-XX-DR-C-9021, KYN-CSP-NB-XX-DR-S-1001 Fabric B1131 mesh; to strip footing | 46 | m2 | 0
[7 empty] | 8 | 4 | 5 | C | 0 | allow for provision of all chairs/spacers required to support reinforcement. | 1 | ITEM | 0
[15 empty] | 8/4/5 | 0
[7 empty] | 8 | 4 | 7 | A | 0 | Retaining wall; to northern boundary, RC wall, to sit inside of boundary Boundary Retaining Wall Type W4 D Groundwork D20 Excavating and filling Excavating Pits (8nr) maximum depth 2.00 - 4.00 m | 20 | m3 | 0
[7 empty] | 8 | 4 | 7 | B | 0 | Trenches; width exceeding 300mm; commencing level varying maximum depth not exceeding 1.00 m | 47 | m3 | 0
[7 empty] | 8 | 4 | 7 | C | 0 | Items extra over excavating in inert material irrespective of depth excavating below ground water level | 1 | ITEM | 0
[7 empty] | 8 | 4 | 7 | D | 0 | non-hazardous material; excavating below ground water level | 1 | ITEM | 0
[7 empty] | 8 | 4 | 7 | E | 0 | hazardous material; excavating below ground water level | 1 | ITEM | 0
[7 empty] | 8 | 4 | 7 | F | 0 | next existing services | 1 | ITEM | 0
[7 empty] | 8 | 4 | 7 | G | 0 | around existing services crossing excavation | 1 | ITEM | 0
[7 empty] | 8 | 4 | 7 | H | 0 | Breaking out existing materials rock | 1 | ITEM | 0
[7 empty] | 8 | 4 | 7 | J | 0 | concrete | 1 | ITEM | 0
[7 empty] | 8 | 4 | 7 | K | 0 | reinforced concrete | 1 | ITEM | 0
[7 empty] | 8 | 4 | 7 | L | 0 | brickwork, blockwork or stonework | 1 | ITEM | 0
[7 empty] | 8 | 4 | 7 | M | 0 | coated macadam or asphalt | 1 | ITEM | 0
[15 empty] | 8/4/7 | 0
[7 empty] | 8 | 4 | 8 | A | 0 | Working space allowance to excavations maximum depth 2.00 - 4.00 m pits | 98 | m2 | 0
[7 empty] | 8 | 4 | 8 | B | 0 | trenches | 229 | m2 | 0
[7 empty] | 8 | 4 | 8 | C | 0 | Earthwork support maximum depth 2.00 - 4.00 m distance between opposing faces not exceeding 2.00 m | 327 | m2 | 0
[7 empty] | 8 | 4 | 8 | D | 0 | Disposal surface water | 1 | ITEM | 0
[7 empty] | 8 | 4 | 8 | E | 0 | ground water | 1 | ITEM | 0
[7 empty] | 8 | 4 | 8 | F | 0 | excavated material, non-hazardous/ hazardous; off site | 41 | m3 | 0
[7 empty] | 8 | 4 | 8 | G | 0 | Filing to excavated material Filling to make up levels average thickness exceeding 0.25m; arising from the excavation | 26 | m3 | 0
[7 empty] | 8 | 4 | 8 | H | 0 | Surface treatments compacting; bottom of excavations | 64 | m2 | 0
[7 empty] | 8 | 4 | 8 | J | 0 | compacting; filling | 64 | m2 | 0
[7 empty] | 8 | 4 | 8 | K | 0 | E In Situ Concrete / Large Precast Concrete E10 Mixing/Casting/Curing in situ concrete Blinding below footings; grade C16/20; including all necessary accessories required to complete the work; refer drawing no. 2337-S3-010-001, 002, KYN-CSP-NB-XX-DR-C-9022, 9023, KYN-CSP-NB-XX-DR-S-1001 Beds thickness not exceeding 150 mm; 50 mm thick | 4 | m3 | 0
[15 empty] | 8/4/8 | 0
[7 empty] | 8 | 4 | 9 | A | 0 | Mas concrete; grade C16/20; including all necessary accessories required to complete the work; refer drawing no. 2337-S3-010-001, 002, KYN-CSP-NB-XX-DR-C-9022, 9023, KYN-CSP-NB-XX-DR-S-1001 Beds thickness exceeding 450 mm | 19 | m3 | 0
[7 empty] | 8 | 4 | 9 | B | 0 | Reinforced concrete construction; concrete designation C32/40; design chemical class - DC-3z; consistence class - S3; chloride class - CL 0.40; in accordance with BS 8500-1; including all accessories to complete the work; refer drawing no. 2337-S3-010-001, 002, KYN-CSP-NB-XX-DR-C-9022, 9023, KYN-CSP-NB-XX-DR-S-1001 Foundations generally; reinforced | 21 | m3 | 0
[7 empty] | 8 | 4 | 9 | C | 0 | Walls thickness 150-450 mm | 9 | m3 | 0
[7 empty] | 8 | 4 | 9 | D | 0 | E20 Formwork for in situ concrete Formwork for in situ concrete; to maintain specified dimensioning tolerances of finished concrete structure; including all necessary accessories to complete the work; refer drawing no. 2337-S3-010-001, 002, KYN-CSP-NB-XX-DR-C-9021, KYN-CSP-NB-XX-DR-S-1001 Sides of foundations plain vertical; height 250 mm - 500 mm | 8 | m | 0
[7 empty] | 8 | 4 | 9 | E | 0 | plain vertical; height 500 mm - 1.00 m | 24 | m | 0
[7 empty] | 8 | 4 | 9 | F | 0 | Walls vertical | 83 | m2 | 0
[15 empty] | 8/4/9 | 0
[7 empty] | 8 | 4 | 10 | A | 1 | E30 Reinforcement for situ concrete Reinforcement bars; grade 500N/mm2 to BS 4449, BS 4482, BS 4483 or BS 6744; including all lap lengths; and adhering to sustainability requirement of sourcing recycled content (if required); including necessary works; refer drawing no. 2337-S3-010-001, 002, KYN-CSP-NB-XX-DR-C-9021, KYN-CSP-NB-XX-DR-S-1001 Bar to footing; assumed density @ 100 kg/m3 | 2.07 | t | 0
[7 empty] | 8 | 4 | 10 | B | 1 | to walls; assumed density @ 150 kg/m3 | 1.24 | t | 0
[7 empty] | 8 | 4 | 10 | C | 1 | allow for provision of all chairs/spacers required to support reinforcement. | 1 | ITEM | 0
[7 empty] | 8 | 4 | 10 | D | 1 | Any other works not included in CSA: Planter wall type W2 E In Situ Concrete / Large Precast Concrete E10 Mixing/Casting/Curing in situ concrete Blinding below footings; grade C16/20; including all necessary accessories required to complete the work; refer drawing no. 2337-S3-010-001, 002, KYN-CSP-NB-XX-DR-C-9022, 9023, KYN-CSP-NB-XX-DR-S-1001 Beds thickness not exceeding 150 mm; 50 mm thick | 2 | m3 | 0
[7 empty] | 8 | 4 | 10 | E | 1 | Reinforced concrete construction; concrete designation C32/40; design chemical class - DC-3z; consistence class - S3; chloride class - CL 0.40; in accordance with BS 8500-1; including all accessories to complete the work; refer drawing no. 2337-S3-010-001, 002, KYN-CSP-NB-XX-DR-C-9022, 9023, KYN-CSP-NB-XX-DR-S-1001 Foundations generally; reinforced | 9 | m3 | 0
[15 empty] | 8/4/10 | 0
[7 empty] | 8 | 4 | 11 | A | 1 | Walls thickness 150-450 mm | 2 | m3 | 0
[7 empty] | 8 | 4 | 11 | B | 1 | E20 Formwork for in situ concrete Formwork for in situ concrete; to maintain specified dimensioning tolerances of finished concrete structure; including all necessary accessories to complete the work; refer drawing no. 2337-S3-010-001, 002, KYN-CSP-NB-XX-DR-C-9021, KYN-CSP-NB-XX-DR-S-1001 Sides of foundations plain vertical; height 250 mm - 500 mm | 79 | m | 0
[7 empty] | 8 | 4 | 11 | C | 1 | Walls vertical | 26 | m2 | 0
[7 empty] | 8 | 4 | 11 | D | 1 | E30 Reinforcement for situ concrete Reinforcement bars; grade 500N/mm2 to BS 4449, BS 4482, BS 4483 or BS 6744; including all lap lengths; and adhering to sustainability requirement of sourcing recycled content (if required); including necessary works; refer drawing no. 2337-S3-010-001, 002, KYN-CSP-NB-XX-DR-C-9021, KYN-CSP-NB-XX-DR-S-1001 Bar to footing; assumed density @ 100 kg/m3 | 1.77 | t | 0
[7 empty] | 8 | 4 | 11 | E | 1 | to walls; assumed density @ 150 kg/m3 | 0.58 | t | 0
[7 empty] | 8 | 4 | 11 | F | 1 | allow for provision of all chairs/spacers required to support reinforcement. | 1 | ITEM | 0
[15 empty] | 8/4/11 | 0
[7 empty] | 8 | 4 | 13 | A | 1 | Planter wall type W5 E In Situ Concrete / Large Precast Concrete E10 Mixing/Casting/Curing in situ concrete Blinding below footings; grade C16/20; including all necessary accessories required to complete the work; refer drawing no. 2337-S3-010-001, 002, KYN-CSP-NB-XX-DR-C-9022, 9023, KYN-CSP-NB-XX-DR-S-1001 Beds thickness not exceeding 150 mm; 50 mm thick | 2 | m3 | 0
[7 empty] | 8 | 4 | 13 | B | 1 | Reinforced concrete construction; concrete designation C32/40; design chemical class - DC-3z; consistence class - S3; chloride class - CL 0.40; in accordance with BS 8500-1; including all accessories to complete the work; refer drawing no. 2337-S3-010-001, 002, KYN-CSP-NB-XX-DR-C-9022, 9023, KYN-CSP-NB-XX-DR-S-1001 Foundations generally; reinforced | 7 | m3 | 0
[7 empty] | 8 | 4 | 13 | C | 1 | Walls thickness 150-450 mm | 2 | m3 | 0
[7 empty] | 8 | 4 | 13 | D | 1 | E20 Formwork for in situ concrete Formwork for in situ concrete; to maintain specified dimensioning tolerances of finished concrete structure; including all necessary accessories to complete the work; refer drawing no. 2337-S3-010-001, 002, KYN-CSP-NB-XX-DR-C-9021, KYN-CSP-NB-XX-DR-S-1001 Sides of foundations plain vertical; height 250 mm - 500 mm | 61 | m | 0
[7 empty] | 8 | 4 | 13 | E | 1 | Walls vertical | 23 | m2 | 0
[15 empty] | 8/4/13 | 0
[7 empty] | 8 | 4 | 14 | A | 1 | E30 Reinforcement for situ concrete Reinforcement bars; grade 500N/mm2 to BS 4449, BS 4482, BS 4483 or BS 6744; including all lap lengths; and adhering to sustainability requirement of sourcing recycled content (if required); including necessary works; refer drawing no. 2337-S3-010-001, 002, KYN-CSP-NB-XX-DR-C-9021, KYN-CSP-NB-XX-DR-S-1001 Bar to footing; assumed density @ 100 kg/m3 | 0.69 | t | 0
[7 empty] | 8 | 4 | 14 | B | 1 | to walls; assumed density @ 150 kg/m3 | 0.26 | t | 0
[7 empty] | 8 | 4 | 14 | C | 1 | allow for provision of all chairs/spacers required to support reinforcement. | 1 | ITEM | 0
[15 empty] | 8/4/14 | 0
[7 empty] | 8 | 4 | 15 | D | 1 | Brick retaining wall D Groundwork D20 Excavating and filling Excavating Trenches; width exceeding 300mm; commencing level varying maximum depth not exceeding 1.00 m | 9 | m3 | 0
[7 empty] | 8 | 4 | 15 | E | 1 | Items extra over excavating in inert material irrespective of depth excavating below ground water level | 1 | ITEM | 0
[7 empty] | 8 | 4 | 15 | F | 1 | non-hazardous material; excavating below ground water level | 1 | ITEM | 0
[7 empty] | 8 | 4 | 15 | G | 1 | hazardous material; excavating below ground water level | 1 | ITEM | 0
[7 empty] | 8 | 4 | 15 | H | 1 | next existing services | 1 | ITEM | 0
[15 empty] | 8/4/15 | 0
[7 empty] | 8 | 4 | 16 | A | 1 | Items extra over excavating in inert material irrespective of depth around existing services crossing excavation | 1 | ITEM | 0
[7 empty] | 8 | 4 | 16 | B | 1 | Breaking out existing materials rock | 1 | ITEM | 0
[7 empty] | 8 | 4 | 16 | C | 1 | concrete | 1 | ITEM | 0
[7 empty] | 8 | 4 | 16 | D | 1 | reinforced concrete | 1 | ITEM | 0
[7 empty] | 8 | 4 | 16 | E | 1 | brickwork, blockwork or stonework | 1 | ITEM | 0
[7 empty] | 8 | 4 | 16 | F | 1 | coated macadam or asphalt | 1 | ITEM | 0
[7 empty] | 8 | 4 | 16 | G | 1 | Working space allowance to excavations maximum depth not exceeding 1.00 m trenches | 18 | m2 | 0
[7 empty] | 8 | 4 | 16 | H | 1 | Earthwork support maximum depth not exceeding 1.00 m distance between opposing faces not exceeding 2.00 m | 18 | m2 | 0
[7 empty] | 8 | 4 | 16 | J | 1 | Disposal surface water | 1 | ITEM | 0
[7 empty] | 8 | 4 | 16 | K | 1 | ground water | 1 | ITEM | 0
[7 empty] | 8 | 4 | 16 | L | 1 | excavated material, non-hazardous/ hazardous; off site | 6 | m3 | 0
[7 empty] | 8 | 4 | 16 | M | 1 | Filing to excavated material Filling to make up levels average thickness exceeding 0.25m; arising from the excavation | 3 | m3 | 0
[7 empty] | 8 | 4 | 16 | N | 1 | Surface treatments compacting; bottom of excavations | 9 | m2 | 0
[7 empty] | 8 | 4 | 16 | P | 1 | compacting; filling | 6 | m2 | 0
[15 empty] | 8/4/16 | 0
[7 empty] | 8 | 4 | 17 | A | 1 | E In Situ Concrete / Large Precast Concrete E10 Mixing/Casting/Curing in situ concrete Blinding below footings; grade C16/20; including all necessary accessories required to complete the work; refer drawing no. 2337-S3-010-001, 002, KYN-CSP-NB-XX-DR-C-9022, 9023, 9026, KYN-CSP-NB-XX-DR-S-1001 Beds thickness not exceeding 150 mm; 50 mm thick | 1 | m3 | 0
[7 empty] | 8 | 4 | 17 | B | 1 | Reinforced concrete construction; concrete designation C32/40; design chemical class - DC-3z; consistence class - S3; chloride class - CL 0.40; in accordance with BS 8500-1; including all accessories to complete the work; refer drawing no. 2337-S3-010-001, 002, KYN-CSP-NB-XX-DR-C-9022, 9023, KYN-CSP-NB-XX-DR-S-1001 Foundations generally; reinforced | 2 | m3 | 0
[7 empty] | 8 | 4 | 17 | C | 1 | E20 Formwork for in situ concrete Formwork for in situ concrete; to maintain specified dimensioning tolerances of finished concrete structure; including all necessary accessories to complete the work; refer drawing no. 2337-S3-010-001, 002, KYN-CSP-NB-XX-DR-C-9021, KYN-CSP-NB-XX-DR-S-1001 Sides of foundations plain vertical; height not exceeding 250 mm | 8 | m | 0
[7 empty] | 8 | 4 | 17 | D | 1 | E30 Reinforcement for situ concrete B503 mesh; including all lap lengths; and adhering to sustainability requirement of sourcing recycled content (if required); including necessary works; refer drawing no. 2337-S3-010-001, 002, KYN-CSP-NB-XX-DR-C-9021, KYN-CSP-NB-XX-DR-S-1001 Fabric B503 mesh | 9 | m2 | 0
[15 empty] | 8/4/17 | 0
[7 empty] | 8 | 4 | 18 | A | 1 | E30 Reinforcement for situ concrete B503 mesh; including all lap lengths; and adhering to sustainability requirement of sourcing recycled content (if required); including necessary works; refer drawing no. 2337-S3-010-001, 002, KYN-CSP-NB-XX-DR-C-9021, KYN-CSP-NB-XX-DR-S-1001 Fabric allow for provision of all chairs/spacers required to support reinforcement. | 1 | ITEM | 0
[15 empty] | 8/4/18 | 0
[7 empty] | 8 | 4 | 19 | B | 1 | General pricing point allow for retaining wall type W6 including foundations, finishes etc.; refer drawing no. 2337-S3-010-002 | 7 | m | 0
[7 empty] | 8 | 4 | 19 | C | 1 | allow for high picket fencing as per CSA | 1 | ITEM | 0
[7 empty] | 8 | 4 | 19 | D | 1 | allow for high close boarded fencing to neighbouring boundaries as per CSA | 1 | ITEM | 0
[7 empty] | 8 | 4 | 19 | E | 1 | allow for curved lightwell; in situ concrete retaining wall; as per CSA | 1 | ITEM | 0
[7 empty] | 8 | 4 | 19 | F | 1 | allow for curved lightwell; associated excavation and muckaway; as per CSA | 1 | ITEM | 0
[7 empty] | 8 | 4 | 19 | G | 1 | allow for automised vehicle gates, to egress point where required as per CSA | 1 | ITEM | 0
[15 empty] | 8/4/19 | 0
[7 empty] | 8 | 5 | 1 | A | 0 | 8.5 External Fixtures 8.5 External Fixtures The following works have been measured in accordance with SMM7. The only departures from SMM7 are in connection with various pricing points where sufficient details are not available . Land maintenance shed Q Paving/Planting/Fencing/Site furniture Q50 Site/Street furniture/equipment Maintenance shed; type E8; details tbc; including footings, earthwork, finishing, fittings and all accessories required to complete the works; refer drawing no. 2337-S3-010-001,002 Fixtures, furnishings and equipment not associated with services overall size 3000x2000mm, height tbc | 1 | nr | 0
[7 empty] | 8 | 5 | 1 | B | 0 | Timber covered seating Q Paving/Planting/Fencing/Site furniture Q50 Site/Street furniture/equipment Outdoor pergola structure; type E2; details tbc; including footings, earthwork, finishing, fittings and all accessories required to complete the works; refer drawing no. 2337-S3-010-001,002 Fixtures, furnishings and equipment not associated with services overall size 4500x3750mm, height tbc | 1 | nr | 0
[15 empty] | 8/5/1 | 0
[7 empty] | 8 | 5 | 2 | A | 0 | Focal Water feature; to Main Garden Q Paving/Planting/Fencing/Site furniture Q50 Site/Street furniture/equipment Water feature; type E5; details tbc; including base, earthwork, finishing, fittings and all accessories required to complete the works; refer drawing no. 2337-S3-010-001,002 Fixtures, furnishings and equipment not associated with services overall size 1200x1200mm | 1 | nr | 0
[7 empty] | 8 | 5 | 2 | B | 0 | Trellis & Colonnade; to Main Garden Q Paving/Planting/Fencing/Site furniture Q50 Site/Street furniture/equipment Timber trellis; type T3; material - Iroko; supplier: Alan Hayward Joinery; size bespoke; including foundation, earthwork, finishing, fittings and all accessories required to complete the works; refer drawing no. 2337-S3-010-001,002 Fixtures, furnishings and equipment not associated with services height tbc | 9 | m | 0
[7 empty] | 8 | 5 | 2 | C | 0 | Timber trellis; type T4; material - Iroko; supplier: Alan Hayward Joinery; size bespoke; including foundation, earthwork, finishing, fittings and all accessories required to complete the works; refer drawing no. 2337-S3-010-001,002 Fixtures, furnishings and equipment not associated with services height tbc | 9 | m | 0
[15 empty] | 8/5/2 | 0
[7 empty] | 8 | 5 | 3 | A | 0 | Timber trellis to boundary; type T5; material - Iroko; supplier: Alan Hayward Joinery; size bespoke; including foundation, earthwork, finishing, fittings and all accessories required to complete the works; refer drawing no. 2337-S3-010-001,002 Fixtures, furnishings and equipment not associated with services height tbc | 68 | m | 0
[7 empty] | 8 | 5 | 3 | B | 0 | Timber trellis to boundary; type T6; material - Iroko; supplier: Alan Hayward Joinery; size bespoke; including foundation, earthwork, finishing, fittings and all accessories required to complete the works; refer drawing no. 2337-S3-010-001,002 Fixtures, furnishings and equipment not associated with services height tbc | 23 | m | 0
[7 empty] | 8 | 5 | 3 | C | 0 | Colonnade set; type E7; details tbc; including base, earthwork, finishing, fittings and all accessories required to complete the works; refer drawing no. 2337-S3-010-001,002 Fixtures, furnishings and equipment not associated with services complete set of 2 nr curves of length 3.7m each; height & details tbc | 1 | nr | 0
[7 empty] | 8 | 5 | 3 | D | 0 | Pergola; to Rear Garden Q Paving/Planting/Fencing/Site furniture Q50 Site/Street furniture/equipment Pergola; type E6; details tbc; including footings, earthwork, finishing, fittings and all accessories required to complete the works; refer drawing no. 2337-S3-010-001,002 Fixtures, furnishings and equipment not associated with services overall area approx. 25m2 | 1 | nr | 0
[15 empty] | 8/5/3 | 0
[7 empty] | 8 | 5 | 4 | A | 0 | Outdoor kitchen, for dining and cooking activities Q Paving/Planting/Fencing/Site furniture Q50 Site/Street furniture/equipment Outdoor kitchen and BBQ; type E1; details tbc; including base, fittings and all accessories required to complete the works; refer drawing no. 2337-S3-010-001,002 Fixtures, furnishings and equipment not associated with services overall size 3200x800mm | 1 | nr | 0
[7 empty] | 8 | 5 | 4 | B | 0 | Decorative trellis; to split gardens, with hidden gates Q Paving/Planting/Fencing/Site furniture Q50 Site/Street furniture/equipment Timber trellis & gateway; type T1; material - Iroko; supplier: Alan Hayward Joinery; size bespoke; including foundation, earthwork, finishing, fittings and all accessories required to complete the works; refer drawing no. 2337-S3-010-001,002 Fixtures, furnishings and equipment not associated with services height tbc | 18 | m | 0
[7 empty] | 8 | 5 | 4 | C | 0 | Timber trellis & gateway; type T2; material - Iroko; supplier: Alan Hayward Joinery; size bespoke; including foundation, earthwork, finishing, fittings and all accessories required to complete the works; refer drawing no. 2337-S3-010-001,002 Fixtures, furnishings and equipment not associated with services height tbc | 24 | m | 0
[15 empty] | 8/5/4 | 0
[7 empty] | 8 | 5 | 5 | A | 0 | Focal sculpture, bench or water feature Q Paving/Planting/Fencing/Site furniture Q50 Site/Street furniture/equipment Sculpture or water feature; type E10; details tbc; including plinth, earthwork, finishing, fittings and all accessories required to complete the works; refer drawing no. 2337-S3-010-001,002 Fixtures, furnishings and equipment not associated with services plinth size 1200x650mm | 1 | nr | 0
[7 empty] | 8 | 5 | 5 | B | 0 | Sculpture; type E4; details tbc; including plinth, earthwork, finishing, fittings and all accessories required to complete the works; refer drawing no. 2337-S3-010-001,002 Fixtures, furnishings and equipment not associated with services plinth size 1100x500mm | 1 | nr | 0
[7 empty] | 8 | 5 | 5 | C | 0 | General Pricing Points allow for trellis to lightwell as per CSA | 1 | ITEM | 0
[7 empty] | 8 | 5 | 5 | D | 0 | allow for water feature; to Moroccan inspired lightwell as per CSA | 1 | ITEM | 0
[7 empty] | 8 | 5 | 5 | E | 0 | allow for lounge seating area, with central firepit as per CSA | 1 | ITEM | 0
[7 empty] | 8 | 5 | 5 | F | 0 | allow for garden rooms, multifunctional terraces as per CSA | 1 | ITEM | 0
[15 empty] | 8/5/5 | 0
[7 empty] | 8 | 6 | 1 | A | 0 | X DRAINAGE X DRAINAGE The following works have been measured in accordance with SMM7. The only departures from SMM7 are in connection with various pricing points where sufficient details are not available . SURFACE WATER DRAINAGE Note: Drainage work at ground level - Excavation commencement levels from underside of hard/softscape build-ups of each area Surface water drainage to site boundary D Groundwork D20 Excavating and filling Excavating Pits (1nr); commencing level 110.06m maximum depth 2-4m | 229 | m3 | 0
[7 empty] | 8 | 6 | 1 | B | 0 | Items extra over excavating in inert material irrespective of depth excavating below ground water level | 1 | ITEM | 0
[7 empty] | 8 | 6 | 1 | C | 0 | non-hazardous material; excavating below ground water level | 1 | ITEM | 0
[7 empty] | 8 | 6 | 1 | D | 0 | hazardous material; excavating below ground water level | 1 | ITEM | 0
[7 empty] | 8 | 6 | 1 | E | 0 | next existing services | 1 | ITEM | 0
[7 empty] | 8 | 6 | 1 | F | 0 | around existing services crossing excavation | 1 | ITEM | 0
[7 empty] | 8 | 6 | 1 | G | 0 | Breaking out existing materials rock | 1 | ITEM | 0
[7 empty] | 8 | 6 | 1 | H | 0 | concrete | 1 | ITEM | 0
[7 empty] | 8 | 6 | 1 | J | 0 | reinforced concrete | 1 | ITEM | 0
[15 empty] | 8/6/1 | 0
[7 empty] | 8 | 6 | 2 | A | 0 | Breaking out existing materials brickwork, blockwork or stonework | 1 | ITEM | 0
[7 empty] | 8 | 6 | 2 | B | 0 | coated macadam or asphalt | 1 | ITEM | 0
[7 empty] | 8 | 6 | 2 | C | 0 | Working space allowance to excavations. pit | 135 | m2 | 0
[7 empty] | 8 | 6 | 2 | D | 0 | Earthwork support Maximum depth depth 2-4m distance between opposing faces 2.00 - 4.00 m | 116 | m2 | 0
[7 empty] | 8 | 6 | 2 | E | 0 | distance between opposing faces exceeding 4.00 m | 20 | m2 | 0
[7 empty] | 8 | 6 | 2 | F | 0 | Disposal surface water | 1 | ITEM | 0
[7 empty] | 8 | 6 | 2 | G | 0 | ground water | 1 | ITEM | 0
[7 empty] | 8 | 6 | 2 | H | 0 | excavated material, non-hazardous/ hazardous; off site | 191 | m3 | 0
[7 empty] | 8 | 6 | 2 | J | 0 | Engineering filling above attenuation tank; using excavated earth; refer drawing no. KYN-CSP-NB-XX-DR-D-9013 Filling to make up levels average thickness exceeding 0.25m; obtained off site | 38 | m3 | 0
[7 empty] | 8 | 6 | 2 | K | 0 | Granular fill, free from fines; details to be confirmed; refer drawing no. KYN-CSP-NB-XX-DR-D-9013 Filling to make up levels average thickness exceeding 0.25m; obtained off site | 56 | m3 | 0
[15 empty] | 8/6/2 | 0
[7 empty] | 8 | 6 | 3 | A | 0 | Hydro international stormblock extra storage crates; size 800mm x 800x 600mm deep; refer drawing no. KYN-CSP-NB-XX-DR-D-9013 Filling to make up levels average thickness exceeding 0.25m; obtained off site | 122 | m3 | 0
[7 empty] | 8 | 6 | 3 | B | 0 | E In situ concrete/Large precast concrete E10 In-situ concrete construction generally Concrete to top slab of atenuation tank; grade C20; including all accessories required to complete the works; refer drawing no. KYN-CSP-NB-XX-DR-D-9013 Beds thickness not exceeding 150mm; 150mm thick; including all accessories required to complete the works; refer drawing no. KYN-CSP-NB-XX-DR-D-9013 | 25 | m3 | 0
[7 empty] | 8 | 6 | 3 | C | 0 | E20 Formwork for in situ concrete Formwork to RC sab on top of attenuation slab Sides of ground beams and edges of beds plain vertical; height not exceeding 250mm | 64 | m | 0
[7 empty] | 8 | 6 | 3 | D | 0 | E30 Reinforcement for in situ concrete A252 mesh reinforcement to RC slab on top of attenuation slab; including all accessories required to complete the works; refer drawing no. KYN-CSP-NB-XX-DR-D-9013 Fabric A252 mesh reinforcement | 328 | m2 | 0
[15 empty] | 8/6/3 | 0
[7 empty] | 8 | 6 | 4 | A | 0 | P Building fabric sundries P10 Sundry insulation/proofing work/fire stops Non woven geotextile; details to be confirmed; including all accessories required to complete the works; refer drawing no. KYN-CSP-NB-XX-DR-D-9013 Sheets plain areas; horizontal; to base of gravel fill | 277 | m2 | 0
[7 empty] | 8 | 6 | 4 | B | 0 | plain areas; vertical; to sides of gravel fill | 105 | m2 | 0
[7 empty] | 8 | 6 | 4 | C | 0 | Waterproofing membrane to perimeter of attenuation tank; details to be confirmed; including all accessories required to complete the works; refer drawing no. KYN-CSP-NB-XX-DR-D-9013 Sheets plain areas; horizontal; to base of gravel fill | 185 | m2 | 0
[7 empty] | 8 | 6 | 4 | D | 0 | plain areas; vertical; to sides of gravel fill | 105 | m2 | 0
[7 empty] | 8 | 6 | 4 | E | 0 | R Disposal systems R12 Drainage below ground Excavation trenches for pipes; including for dewatering if any; providing contractor designed earthwork support and ventilation for deep drainage; backfilling, disposing of surplus excavated material on/off site and levelling in the areas to be filled; refer drawings and specification KYH-CSP-NB-XX-RP-S-0006 civil & structural specification Excavating trenches Pipes not exceeding 200 mm nominal size; nominal dia of pipe 100mm trench, average depth not exceeding 0.25m | 7 | m | 0
[7 empty] | 8 | 6 | 4 | F | 0 | trench, average depth exceeding 0.25m but not exceeding 0.5m | 72 | m | 0
[7 empty] | 8 | 6 | 4 | G | 0 | trench, average depth exceeding 0.5m but not exceeding 0.75m | 53 | m | 0
[15 empty] | 8/6/4 | 0
[7 empty] | 8 | 6 | 5 | A | 0 | R Disposal systems R12 Drainage below ground Excavation trenches for pipes; including for dewatering if any; providing contractor designed earthwork support and ventilation for deep drainage; backfilling, disposing of surplus excavated material on/off site and levelling in the areas to be filled; refer drawings and specification KYH-CSP-NB-XX-RP-S-0006 civil & structural specification Excavating trenches Pipes not exceeding 200 mm nominal size; nominal dia of pipe 100mm trench, average depth exceeding 0.75m but not exceeding 1m | 65 | m | 0
[7 empty] | 8 | 6 | 5 | B | 0 | trench, average depth exceeding 1m but not exceeding 1.25m | 6 | m | 0
[7 empty] | 8 | 6 | 5 | C | 0 | trench, average depth exceeding 1.25m but not exceeding 1.5m | 21 | m | 0
[7 empty] | 8 | 6 | 5 | D | 0 | trench, average depth exceeding 1.5m but not exceeding 1.75m | 4 | m | 0
[7 empty] | 8 | 6 | 5 | E | 0 | trench, average depth exceeding 2.75m but not exceeding 3m | 1 | m | 0
[7 empty] | 8 | 6 | 5 | F | 0 | Pipes not exceeding 200 mm nominal size; nominal dia of pipe 150mm trench, average depth not exceeding 0.25m | 26 | m | 0
[7 empty] | 8 | 6 | 5 | G | 0 | trench, average depth exceeding 0.5m but not exceeding 0.75m | 10 | m | 0
[7 empty] | 8 | 6 | 5 | H | 0 | trench, average depth exceeding 0.75m but not exceeding 1m | 55 | m | 0
[7 empty] | 8 | 6 | 5 | J | 0 | trench, average depth exceeding 1m but not exceeding 1.25m | 50 | m | 0
[7 empty] | 8 | 6 | 5 | K | 0 | trench, average depth exceeding 1.25m but not exceeding 1.5m | 8 | m | 0
[7 empty] | 8 | 6 | 5 | L | 0 | trench, average depth exceeding 1.75m but not exceeding 2m | 11 | m | 0
[7 empty] | 8 | 6 | 5 | M | 0 | trench, average depth exceeding 2m but not exceeding 2.25m | 19 | m | 0
[7 empty] | 8 | 6 | 5 | N | 0 | trench, average depth exceeding 2.5m but not exceeding 2.75m | 14 | m | 0
[7 empty] | 8 | 6 | 5 | P | 0 | trench, average depth exceeding 3m but not exceeding 3.25m | 11 | m | 0
[7 empty] | 8 | 6 | 5 | Q | 0 | trench, average depth exceeding 3.75m but not exceeding 4m | 7 | m | 0
[15 empty] | 8/6/5 | 0
[7 empty] | 8 | 6 | 6 | A | 0 | Pipes exceeding 200 mm nominal size; nominal dia of pipe 225mm trench, average depth exceeding 1.75m but not exceeding 2m | 28 | m | 0
[7 empty] | 8 | 6 | 6 | B | 0 | trench, average depth exceeding 3m but not exceeding 3.25m | 3 | m | 0
[7 empty] | 8 | 6 | 6 | C | 0 | Pipes exceeding 200 mm nominal size; nominal dia of pipe 300mm trench, average depth exceeding 0.5m but not exceeding 0.75m (slotted pipe) | 62 | m | 0
[7 empty] | 8 | 6 | 6 | D | 0 | Items extra over excavating trenches, irrespective of depth breaking out existing materials | 1 | ITEM | 0
[7 empty] | 8 | 6 | 6 | E | 0 | breaking out existing hard paving's | 1 | ITEM | 0
[7 empty] | 8 | 6 | 6 | F | 0 | next existing live services | 1 | ITEM | 0
[7 empty] | 8 | 6 | 6 | G | 0 | around existing live services crossing trenches | 1 | ITEM | 0
[7 empty] | 8 | 6 | 6 | H | 0 | Disposal surface water | 1 | ITEM | 0
[7 empty] | 8 | 6 | 6 | J | 0 | ground water | 1 | ITEM | 0
[7 empty] | 8 | 6 | 6 | K | 0 | Class Z concrete surround with flexible joint at each pipe; refer drawings and specification KYH-CSP-NB-XX-RP-S-0006 civil & structural specification Beds and surrounds to 100mm dia pipe; size 530mm wide x 350mm high | 75 | m | 0
[7 empty] | 8 | 6 | 6 | L | 0 | to 150mm dia pipe; size 580mm wide x 400mm high | 40 | m | 0
[15 empty] | 8/6/6 | 0
[7 empty] | 8 | 6 | 7 | A | 0 | Class S granular material surround with flexible joint at each pipe; refer drawings and specification KYH-CSP-NB-XX-RP-S-0006 civil & structural specification Beds and surrounds to 100mm dia pipe; size 530mm wide x 350mm high | 154 | m | 0
[7 empty] | 8 | 6 | 7 | B | 0 | to 150mm dia pipe; size 580mm wide x 400mm high | 169 | m | 0
[7 empty] | 8 | 6 | 7 | C | 0 | to 225mm dia pipe; size 655mm wide x 475mm high | 30 | m | 0
[7 empty] | 8 | 6 | 7 | D | 0 | to 300mm dia pipe; size 730mm wide x 550mm high (slotted pipe) | 62 | m | 0
[7 empty] | 8 | 6 | 7 | E | 0 | uPVC pipe; with suitable joints; refer drawings and specification KYH-CSP-NB-XX-RP-S-0006 civil & structural specification Pipes in trenches 100mm nominal dia | 229 | m | 0
[7 empty] | 8 | 6 | 7 | F | 0 | 150mm nominal dia | 210 | m | 0
[7 empty] | 8 | 6 | 7 | G | 0 | 225mm nominal dia | 30 | m | 0
[7 empty] | 8 | 6 | 7 | H | 0 | 300mm nominal dia | 62 | m | 0
[7 empty] | 8 | 6 | 7 | J | 0 | Items extra over the pipe in which they occur Pipe fittings y-tee; 100mm x 100mm x 100mm | 8 | nr | 0
[7 empty] | 8 | 6 | 7 | K | 0 | y-tee; 150mm x 100mm x 150mm | 1 | nr | 0
[7 empty] | 8 | 6 | 7 | L | 0 | tee; 150mm x 100mm x 150mm | 22 | nr | 0
[7 empty] | 8 | 6 | 7 | M | 0 | 45 degree bend; 100mm dia | 4 | nr | 0
[7 empty] | 8 | 6 | 7 | N | 0 | 45 degree bend; 150mm dia | 11 | nr | 0
[7 empty] | 8 | 6 | 7 | P | 0 | 45 degree bend; 225mm dia | 2 | nr | 0
[15 empty] | 8/6/7 | 0
[7 empty] | 8 | 6 | 8 | A | 0 | Rocker pipes; passing through structure, manhole; including suitable joints at both end; refer drawings and specification KYH-CSP-NB-XX-RP-S-0006 civil & structural specification Pipe fittings 600mm long; 100mm dia | 23 | nr | 0
[7 empty] | 8 | 6 | 8 | B | 0 | 600mm long; 150mm dia | 34 | nr | 0
[7 empty] | 8 | 6 | 8 | C | 0 | 600mm long; 225mm dia | 6 | nr | 0
[7 empty] | 8 | 6 | 8 | D | 0 | RWP connection point for surface pipe; waterproofing turned 150mm up stack and sealed with vol-clay paste; lean mix infill for 300mm depth thereafter type 'S' bedding to be used; pipe to be levelled and bedded using type 'S' bedding; pipe reducer where necessary; complete including for slab penetration & connection as required for vertical pipes including all accessories and fittings; refer detail drawing KYN-CSP-NB-XX-DR-D-9012 and specification KYH-CSP-NB-XX-RP-S-0006 civil & structural specification Pipe accessories RWP connection 100mm dia pipe | 23 | nr | 0
[7 empty] | 8 | 6 | 8 | E | 0 | Rodding eye; manufacturer; Hepworth; square rodding point Hepworth code SRPS1/1 or similar approved; 150mm deep concrete bed; short length of pipe cut to suit; bend to suit; including all fitting and fixing; excavation; contractor designed earth work support; 150mm thick C20 concrete surround to support rodding point; refer detail drawing KYN-CSP-NB-XX-DR-D-9012 and specification KYH-CSP-NB-XX-RP-S-0006 civil & structural specification Pipe accessories to 100mm dia pipe | 7 | nr | 0
[15 empty] | 8/6/8 | 0
[7 empty] | 8 | 6 | 9 | A | 0 | Gully; grating and frame to load class D400; 2 or 3 courses of engineering brickwork; 100mm concrete surround; 300mm x 600mm precast concrete gully pot with 100mm trapped outlet, stopper and chain; refer detail drawing KYN-CSP-NB-XX-DR-D-9012 and specification KYH-CSP-NB-XX-RP-S-0006 civil & structural specification Accessories gully connected with 100mm dia | 5 | nr | 0
[7 empty] | 8 | 6 | 9 | B | 0 | Slot drain; details TBC; complete including excavation, backfilling, disposal, dewatering if any; providing contractor designed earthwork support, and all other related works; refer drawings and specification KYH-CSP-NB-XX-RP-S-0006 civil & structural specification Pipe accessories slot drain | 28 | m | 0
[7 empty] | 8 | 6 | 9 | C | 0 | Strip drain; details TBC; complete including excavation, backfilling, disposal, dewatering if any; providing contractor designed earthwork support, and all other related works; refer drawing and specification KYH-CSP-NB-XX-RP-S-0006 civil & structural specification Pipe accessories Strip drain | 59 | m | 0
[15 empty] | 8/6/9 | 0
[7 empty] | 8 | 6 | 10 | A | 1 | Type A precast concrete chamber; bedding and mortar haunching to manhole cover and frame; 600mm x 600mm clear opening with galvanised steel cover; 215 min class B engineering brickwork 4 courses maximum 2 courses minimum; precast concrete chamber sections to be bedded with mortar, bitumen or resin; 150 thick in-situ concrete to be C20 with sulphate resisting cement, unless agreed otherwise; the bottom precast manhole ring to be built into base concrete, 75mm min; distance between top of pipe and underside of precast where benching is less than section to be 100mm min; 225mm min to invert level; inverts to be formed using channel sections; where benching is less than section to be 100mm minimum 450mm wide, slope shall be 1 in 12. where more than 450mm wide, slope shall be 1 in 36; C20p concrete surround; with construction joints; 40mm granolithic concrete benching to be brought up to a dense smooth face. neatly shaped and finished to all branch connections. screed thickness to be 20mm minimum; step irons or ladder; lifting eyes in concrete rings to be pointed; precast concrete cover slab (BS 5911) bedded with mortar, bitumen or resin; complete including excavation, ventilation for deep drainage; backfilling, and disposing of surplus excavated material; refer detail drawing KYN-CSP-NB-XX-DR-D-9011 and specification KYH-CSP-NB-XX-RP-S-0006 civil & structural specification Manholes depth to invert 1.2m, Size 1.05m, Cover grade C250, Type PCC, ref.SMH-12 | 1 | nr | 0
[7 empty] | 8 | 6 | 10 | B | 1 | depth to invert 1.7m, Size 1.2m, Cover grade B125, Type PCC, ref.SMH-02 with 1 no. backdrop (measured separately) | 1 | nr | 0
[7 empty] | 8 | 6 | 10 | C | 1 | depth to invert 1.35m, Size 1.05m, Cover grade B125, Type PCC, ref.SMH-05 | 1 | nr | 0
[7 empty] | 8 | 6 | 10 | D | 1 | depth to invert 1.35m, Size 1.05m, Cover grade D400, Type PCC, ref.SMH-01 | 1 | nr | 0
[7 empty] | 8 | 6 | 10 | E | 1 | depth to invert 1.35m, Size 1.05m, Cover grade D400, Type PCC, ref.SMH-11 | 1 | nr | 0
[15 empty] | 8/6/10 | 0
[7 empty] | 8 | 6 | 11 | A | 1 | Type A precast concrete chamber; bedding and mortar haunching to manhole cover and frame; 600mm x 600mm clear opening with galvanised steel cover; 215 min class B engineering brickwork 4 courses maximum 2 courses minimum; precast concrete chamber sections to be bedded with mortar, bitumen or resin; 150 thick in-situ concrete to be C20 with sulphate resisting cement, unless agreed otherwise; the bottom precast manhole ring to be built into base concrete, 75mm min; distance between top of pipe and underside of precast where benching is less than section to be 100mm min; 225mm min to invert level; inverts to be formed using channel sections; where benching is less than section to be 100mm minimum 450mm wide, slope shall be 1 in 12. where more than 450mm wide, slope shall be 1 in 36; C20p concrete surround; with construction joints; 40mm granolithic concrete benching to be brought up to a dense smooth face. neatly shaped and finished to all branch connections. screed thickness to be 20mm minimum; step irons or ladder; lifting eyes in concrete rings to be pointed; precast concrete cover slab (BS 5911) bedded with mortar, bitumen or resin; complete including excavation, ventilation for deep drainage; backfilling, and disposing of surplus excavated material; refer detail drawing KYN-CSP-NB-XX-DR-D-9011 and specification KYH-CSP-NB-XX-RP-S-0006 civil & structural specification Manholes depth to invert 1.44m, Size 1.05m, Cover grade C250, Type PCC, ref.SMH-06 | 1 | nr | 0
[7 empty] | 8 | 6 | 11 | B | 1 | depth to invert 1.975m, Size 1.2m, Cover grade C250, Type PCC, ref.SMH-13 | 1 | nr | 0
[7 empty] | 8 | 6 | 11 | C | 1 | depth to invert 1.995m, Size 1.2m, Cover grade C250, Type PCC, ref.SMH-14 | 1 | nr | 0
[7 empty] | 8 | 6 | 11 | D | 1 | depth to invert 2.2m, Size 1.2m, Cover grade C250, Type PCC, ref.SMH-17 | 1 | nr | 0
[7 empty] | 8 | 6 | 11 | E | 1 | depth to invert 2.16m, Size 1.2m, Cover grade C250, Type PCC, ref.SMH-16 | 1 | nr | 0
[7 empty] | 8 | 6 | 11 | F | 1 | depth to invert 2.24m, Size 1.2m, Cover grade C250, Type PCC, ref.SMH-18 | 1 | nr | 0
[7 empty] | 8 | 6 | 11 | G | 1 | depth to invert 2.065m, Size 1.2m, Cover grade C250, Type PCC, ref.SMH-15 | 1 | nr | 0
[7 empty] | 8 | 6 | 11 | H | 1 | depth to invert 2.345m, Size 1.2m, Cover grade C250, Type PCC, ref.SMH-19 | 1 | nr | 0
[7 empty] | 8 | 6 | 11 | J | 1 | depth to invert 3.025m, Size 1.2m, Cover grade C250, Type PCC, ref.SMH-08 | 1 | nr | 0
[7 empty] | 8 | 6 | 11 | K | 1 | Polypropylene inspection chamber; bedding and mortar haunching to manhole cover and frame; 475mm clear opening with galvanised steel cover and frame black painted; C20 concrete surround; 150mm thick in-situ concrete to be C20 with sulphate resisting cement unless agreed otherwise; complete including excavation, ventilation for deep drainage; backfilling, and disposing of surplus excavated material; refer detail drawing KYN-CSP-NB-XX-DR-D-9012 and specification KYH-CSP-NB-XX-RP-S-0006 civil & structural specification Inspection chambers depth to invert 1.4m, Size 0.45m, Cover grade B125, Type PPIC, ref.SMH-20 with 2 no. backdrops (measured separately) | 1 | nr | 0
[7 empty] | 8 | 6 | 11 | L | 1 | depth to invert 1.35m, Size 0.6m, Cover grade B125, Type PPIC, ref.SMH-03 | 1 | nr | 0
[15 empty] | 8/6/11 | 0
[7 empty] | 8 | 6 | 12 | A | 1 | Polypropylene inspection chamber; bedding and mortar haunching to manhole cover and frame; 475mm clear opening with galvanised steel cover and frame black painted; C20 concrete surround; 150mm thick in-situ concrete to be C20 with sulphate resisting cement unless agreed otherwise; complete including excavation, ventilation for deep drainage; backfilling, and disposing of surplus excavated material; refer detail drawing KYN-CSP-NB-XX-DR-D-9012 and specification KYH-CSP-NB-XX-RP-S-0006 civil & structural specification Inspection chambers depth to invert 1.37m, Size 0.6m, Cover grade C250, Type PPIC, ref.SMH-04 | 1 | nr | 0
[7 empty] | 8 | 6 | 12 | B | 1 | depth to invert 1.63m, Size 0.45m, Cover grade B125, Type PPIC, ref.SMH-21 with 1 no. backdrops (measured separately) | 1 | nr | 0
[7 empty] | 8 | 6 | 12 | C | 1 | depth to invert 3.23m, Size 0.75m, Cover grade C250, Type PPIC aqua-swirl as-2, ref.SMH-10 | 1 | nr | 0
[7 empty] | 8 | 6 | 12 | D | 1 | Catchpits; to be constructed in precast concrete to BS 5911-200; mortar to be class (i) to SHW series 2400; class (i) mortar bed to grating and frame (10 minimum, 20 maximum) to SHW series 2400; brickwork to SHW series 2400, or seating ring to bs 5911-200; precast cover slab bedded on 10 min mortar class (i) to SHW series 2400; 1050mm dia precast concrete chamber rings; 300 min/450 max below lowest pipe invert level; 1300mm dia concrete base slab, grade C30; manhole steps at 250 or 300 centres vertically; complete including excavation, ventilation for deep drainage; backfilling, and disposing of surplus excavated material; refer detail drawing KYN-CSP-NB-XX-DR-D-9011 and specification KYH-CSP-NB-XX-RP-S-0006 civil & structural specification Catchpits depth to invert 3.345m, Size 1.2m, Cover grade C250, Type PCC catchpit with 3 no. backdrops (measured separately), ref.SMH-07 | 1 | nr | 0
[7 empty] | 8 | 6 | 12 | E | 1 | Vertical backdrop to Type F manholes; 150mm minimum concrete surround; construction joints; additional rocker pipes may be necessary to accommodate the transition of pipe gradient to vertical downpipe; high level rodding access; complete including for excavation, backfilling, disposal, dewatering any, contractor design earthwork support and all as necessary work; refer detail drawing KYN-CSP-NB-XX-DR-D-9012 and specification KYH-CSP-NB-XX-RP-S-0006 civil & structural specification Backdrop manhole to SMH-21; depth to invert 1.63m, Size 0.45m, Cover B125, Type PPIC | 1 | nr | 0
[15 empty] | 8/6/12 | 0
[7 empty] | 8 | 6 | 13 | A | 1 | Vertical backdrop to Type F manholes; 150mm minimum concrete surround; construction joints; additional rocker pipes may be necessary to accommodate the transition of pipe gradient to vertical downpipe; high level rodding access; complete including for excavation, backfilling, disposal, dewatering any, contractor design earthwork support and all as necessary work; refer detail drawing KYN-CSP-NB-XX-DR-D-9012 and specification KYH-CSP-NB-XX-RP-S-0006 civil & structural specification Backdrop manhole to SMH-20 depth to invert 1.4m, Size 0.45m, Cover B125, Type PPIC | 2 | nr | 0
[7 empty] | 8 | 6 | 13 | B | 1 | to SMH-02 depth to invert 1.7m, Size 1.2m, Cover B125, Type PCC | 1 | nr | 0
[7 empty] | 8 | 6 | 13 | B | 1 | to SMH-06; depth to invert 1.44m, Size 1.05m, Cover grade C250, Type PCC | 1 | nr | 0
[7 empty] | 8 | 6 | 13 | C | 1 | Typical 45degree ramped backdrop to catchpit manholes; 150mm minimum concrete surround; construction joints; additional rocker pipes may be necessary to accommodate the transition of pipe gradient to vertical downpipe; high level rodding access; complete including for excavation, backfilling, disposal, dewatering any, contractor design earthwork support and all as necessary work; refer detail drawing KYN-CSP-NB-XX-DR-D-9012 and specification KYH-CSP-NB-XX-RP-S-0006 civil & structural specification Backdrop manhole to SMH-07; depth to invert 3.345m, Size 1.2m, Cover C250, Type PCC catchpit 300 deep | 1 | nr | 0
[7 empty] | 8 | 6 | 13 | C | 1 | to SMH-08; depth to invert 3.025m, Size 1.2m, Cover grade C250, Type PCC | 1 | nr | 0
[15 empty] | 8/6/13 | 0
[7 empty] | 8 | 6 | 14 | A | 1 | Hydrobrake precast concrete Type A chamber; with Vortex flow control arrangement with restricted flow control; bedding and mortar haunching to manhole recessed blockpave cover and frame; 600mm x 600mm clear opening with galvanised steel cover; 215 min class B engineering brickwork 4 courses maximum 2 courses minimum; precast concrete chamber sections to be bedded with mortar, bitumen or resin; 150 thick in-situ concrete to be C20 with sulphate resisting cement, unless agreed otherwise; the bottom precast manhole ring to be built into base concrete, 75mm min; distance between top of pipe and underside of precast where benching is less than section to be 100mm min; 225mm min to invert level; inverts to be formed using channel sections; where benching is less than section to be 100mm minimum 450mm wide, slope shall be 1 in 12. where more than 450mm wide, slope shall be 1 in 36; C20p concrete surround; with construction joints; 40mm granolithic concrete benching to be brought up to a dense smooth face; neatly shaped and finished to all branch connections; screed thickness to be 20mm minimum; step irons or ladder; lifting eyes in concrete rings to be pointed; precast concrete cover slab (BS 5911) bedded with mortar, bitumen or resin; complete including excavation, ventilation for deep drainage; backfilling, and disposing of surplus excavated material; refer detail drawing KYN-CSP-NB-XX-DR-D-9011 and specification KYH-CSP-NB-XX-RP-S-0006 civil & structural specification Manholes depth to invert 3.08m, Size 1.2m, Cover grade C250, Type PCC hydrobrake 4 l/s, ref.SMH-09 | 1 | nr | 0
[15 empty] | 8/6/14 | 0
[7 empty] | 8 | 6 | 15 | A | 1 | Modular stormwater attenuation units type A; manufacturer: Hydro international; stormbloc extra storage crates 800mm x 800mm x 600mm deep; perforated pipe wrapped in SDS specification geotextile; vent pipe with ventilation box at each end of tank; access cover and frame at each end of tank; complete including all necessary work (Civil work measured separately); refer detail drawing KYN-CSP-NB-XX-DR-D-9013 and specification KYH-CSP-NB-XX-RP-S-0006 civil & structural specification Attenuation Units for tank size 23.2m (L) x 4.0m (W) x 1.92m (H); tank volume 178m3; storage volume 136m3; area 178m2 | 1 | nr | 0
[7 empty] | 8 | 6 | 15 | B | 1 | General pricing points allow connection point for 150mm dia surface water proposed pipe to retain Thames water surface existing manhole ref.TWSM-0602; complete including all necessary civil work and making goo d | 1 | nr | 0
[7 empty] | 8 | 6 | 15 | C | 1 | allow the contractor for 3 numbers additional manholes in the tender to price | 1 | ITEM | 0
[7 empty] | 8 | 6 | 15 | D | 1 | Testing & Commissioning interim and final testing of private gravity drain s | 1 | ITEM | 0
[7 empty] | 8 | 6 | 15 | E | 1 | water testing of manholes and inspection chambers | 1 | ITEM | 0
[7 empty] | 8 | 6 | 15 | F | 1 | testing of ancillary components | 1 | ITEM | 0
[7 empty] | 8 | 6 | 15 | G | 1 | C.C.T.V. Surveys provide for CCTV survey of all pipework, manholes and chambers; following construction / prior to handover all in accordance with the engineers recommendations | 1 | ITEM | 0
[7 empty] | 8 | 6 | 15 | H | 1 | As built Drawings generally | 1 | ITEM | 0
[15 empty] | 8/6/15 | 0
[7 empty] | 8 | 6 | 16 | A | 1 | Operating and maintenance manuals generally | 1 | ITEM | 0
[7 empty] | 8 | 6 | 16 | B | 1 | Protection warning marker tape | 582 | m | 0
[15 empty] | 8/6/16 | 0
[7 empty] | 8 | 7 | 1 | A | 0 | X DRAINAGE X DRAINAGE The following works have been measured in accordance with SMM7. The only departures from SMM7 are in connection with various pricing points where sufficient details are not available . FOUL WATER DRAINAGE Note: Drainage work at ground level - Excavation commencement levels from underside of hard/softscape build-ups of each area Foul water drainage design; Excavate and Filling R Disposal systems R12 Drainage below ground Excavation trenches for pipes; including for dewatering if any; providing contractor designed earthwork support and ventilation for deep drainage; backfilling, disposing of surplus excavated material on/off site and levelling in the areas to be filled; refer drawings and specification KYH-CSP-NB-XX-RP-S-0006 civil & structural specification Excavating trenches Pipes not exceeding 200 mm nominal size; nominal dia of pipe 100mm trench, average depth exceeding 0.5m but not exceeding 0.75m | 8 | m | 0
[7 empty] | 8 | 7 | 1 | B | 0 | trench, average depth exceeding 0.75m but not exceeding 1m | 1 | m | 0
[7 empty] | 8 | 7 | 1 | C | 0 | Pipes not exceeding 200 mm nominal size; nominal dia of pipe 150mm trench, average depth exceeding 0.5m but not exceeding 0.75m | 6 | m | 0
[7 empty] | 8 | 7 | 1 | D | 0 | trench, average depth exceeding 0.75m but not exceeding 1m | 23 | m | 0
[15 empty] | 8/7/1 | 0
[7 empty] | 8 | 7 | 2 | A | 0 | Pipes not exceeding 200 mm nominal size; nominal dia of pipe 150mm trench, average depth exceeding 1m but not exceeding 1.25m | 12 | m | 0
[7 empty] | 8 | 7 | 2 | B | 0 | trench, average depth exceeding 1.25m but not exceeding 1.5m | 15 | m | 0
[7 empty] | 8 | 7 | 2 | C | 0 | trench, average depth exceeding 1.5m but not exceeding 1.75m | 7 | m | 0
[7 empty] | 8 | 7 | 2 | D | 0 | trench, average depth exceeding 2m but not exceeding 2.25m | 8 | m | 0
[7 empty] | 8 | 7 | 2 | E | 0 | trench, average depth exceeding 2.75m but not exceeding 3m | 24 | m | 0
[7 empty] | 8 | 7 | 2 | F | 0 | Items extra over excavating trenches, irrespective of depth breaking out existing materials | 1 | ITEM | 0
[7 empty] | 8 | 7 | 2 | G | 0 | breaking out existing hard paving's | 1 | ITEM | 0
[7 empty] | 8 | 7 | 2 | H | 0 | next existing live services | 1 | ITEM | 0
[7 empty] | 8 | 7 | 2 | J | 0 | around existing live services crossing trenches | 1 | ITEM | 0
[7 empty] | 8 | 7 | 2 | K | 0 | Disposal surface water | 1 | ITEM | 0
[7 empty] | 8 | 7 | 2 | L | 0 | ground water | 1 | ITEM | 0
[7 empty] | 8 | 7 | 2 | M | 0 | Class Z concrete surround with flexible joint at each pipe; refer drawings and specification KYH-CSP-NB-XX-RP-S-0006 civil & structural specification Beds and surrounds to 100mm dia pipe; size 530mm wide x 350mm high | 5 | m | 0
[7 empty] | 8 | 7 | 2 | N | 0 | to 150mm dia pipe; size 580mm wide x 400mm high | 5 | m | 0
[15 empty] | 8/7/2 | 0
[7 empty] | 8 | 7 | 3 | A | 0 | Class S granular material surround with flexible joint at each pipe; refer drawings and specification KYH-CSP-NB-XX-RP-S-0006 civil & structural specification Beds and surrounds to 100mm dia pipe; size 530mm wide x 350mm high | 4 | m | 0
[7 empty] | 8 | 7 | 3 | B | 0 | to 150mm dia pipe; size 580mm wide x 400mm high | 89 | m | 0
[7 empty] | 8 | 7 | 3 | C | 0 | Foul water drainage design; Pipes Fittings Connections etc uPVC pipe; with suitable joints; refer drawings and specification KYH-CSP-NB-XX-RP-S-0006 civil & structural specification Pipes in trenches 100mm nominal dia | 9 | m | 0
[7 empty] | 8 | 7 | 3 | D | 0 | 150mm nominal dia | 94 | m | 0
[7 empty] | 8 | 7 | 3 | E | 0 | Items extra over the pipe in which they occur Pipe fittings 45 degree bend; 100mm dia | 1 | nr | 0
[7 empty] | 8 | 7 | 3 | F | 0 | 45 degree bend; 150mm dia | 4 | nr | 0
[7 empty] | 8 | 7 | 3 | G | 0 | Rocker pipes; passing through structure, manhole; including suitable joints at both end; refer drawings and specification KYH-CSP-NB-XX-RP-S-0006 civil & structural specification Pipe fittings 600mm long; 100mm dia | 7 | nr | 0
[7 empty] | 8 | 7 | 3 | H | 0 | 600mm long; 150mm dia | 19 | nr | 0
[15 empty] | 8/7/3 | 0
[7 empty] | 8 | 7 | 4 | A | 0 | Type A precast concrete chamber; bedding and mortar haunching to manhole cover and frame; 600mm x 600mm clear opening with galvanised steel cover; 215 min class B engineering brickwork 4 courses maximum 2 courses minimum; precast concrete chamber sections to be bedded with mortar, bitumen or resin; 150 thick in-situ concrete to be C20 with sulphate resisting cement, unless agreed otherwise; the bottom precast manhole ring to be built into base concrete, 75mm min; distance between top of pipe and underside of precast where benching is less than section to be 100mm min; 225mm min to invert level; inverts to be formed using channel sections; where benching is less than section to be 100mm minimum 450mm wide, slope shall be 1 in 12. where more than 450mm wide, slope shall be 1 in 36; C20p concrete surround; with construction joints; 40mm granolithic concrete benching to be brought up to a dense smooth face. neatly shaped and finished to all branch connections. screed thickness to be 20mm minimum; step irons or ladder; lifting eyes in concrete rings to be pointed; precast concrete cover slab (BS 5911) bedded with mortar, bitumen or resin; complete including excavation, ventilation for deep drainage; backfilling, and disposing of surplus excavated material; refer detail drawing KYN-CSP-NB-XX-DR-D-9011 and specification KYH-CSP-NB-XX-RP-S-0006 civil & structural specification Manholes depth to invert 1.35m, Size 1.05m, Cover grade C250, Type PCC, Cover type recessed blockpave; ref.FMH-01 | 1 | nr | 0
[7 empty] | 8 | 7 | 4 | B | 0 | depth to invert 1.53m, Size 1.2m, Cover grade C250, Type PCC, Cover type recessed blockpave; ref.FMH-02 | 1 | nr | 0
[7 empty] | 8 | 7 | 4 | C | 0 | depth to invert 1.76m, Size 1.2m, Cover grade C250, Type PCC, Cover type recessed blockpave; ref.FMH-06 | 1 | nr | 0
[7 empty] | 8 | 7 | 4 | D | 0 | depth to invert 1.86m, Size 1.2m, Cover grade C250, Type PCC, Cover type solid; ref.FMH-07 | 1 | nr | 0
[15 empty] | 8/7/4 | 0
[7 empty] | 8 | 7 | 5 | A | 0 | Type A precast concrete chamber; bedding and mortar haunching to manhole cover and frame; 600mm x 600mm clear opening with galvanised steel cover; 215 min class B engineering brickwork 4 courses maximum 2 courses minimum; precast concrete chamber sections to be bedded with mortar, bitumen or resin; 150 thick in-situ concrete to be C20 with sulphate resisting cement, unless agreed otherwise; the bottom precast manhole ring to be built into base concrete, 75mm min; distance between top of pipe and underside of precast where benching is less than section to be 100mm min; 225mm min to invert level; inverts to be formed using channel sections; where benching is less than section to be 100mm minimum 450mm wide, slope shall be 1 in 12. where more than 450mm wide, slope shall be 1 in 36; C20p concrete surround; with construction joints; 40mm granolithic concrete benching to be brought up to a dense smooth face. neatly shaped and finished to all branch connections. screed thickness to be 20mm minimum; step irons or ladder; lifting eyes in concrete rings to be pointed; precast concrete cover slab (BS 5911) bedded with mortar, bitumen or resin; complete including excavation, ventilation for deep drainage; backfilling, and disposing of surplus excavated material; refer detail drawing KYN-CSP-NB-XX-DR-D-9011 and specification KYH-CSP-NB-XX-RP-S-0006 civil & structural specification Manholes depth to invert 1.95m, Size 1.2m, Cover grade D400, Type PCC, Cover type solid; ref.FMH-08 | 1 | nr | 0
[7 empty] | 8 | 7 | 5 | B | 0 | depth to invert 1.645m, Size 1.2m, Cover grade C250, Type PCC, Cover type solid; ref.FMH-04 | 1 | nr | 0
[7 empty] | 8 | 7 | 5 | C | 0 | depth to invert 1.725m, Size 1.2m, Cover grade C250, Type PCC, Cover type recessed blockpave; ref.FMH-05 | 1 | nr | 0
[7 empty] | 8 | 7 | 5 | D | 0 | Vertical backdrop to Type F manholes; 150mm minimum concrete surround; construction joints; additional rocker pipes may be necessary to accommodate the transition of pipe gradient to vertical downpipe; high level rodding access; complete including for excavation, backfilling, disposal, dewatering any, contractor design earthwork support and all as necessary work; refer detail drawing KYN-CSP-NB-XX-DR-D-9012 and specification KYH-CSP-NB-XX-RP-S-0006 civil & structural specification Backdrop manhole to FMH-03; depth to invert 1.585m, Size 1.2m, Cover C250, Type PCC backdrop, cover type solid | 1 | nr | 0
[7 empty] | 8 | 7 | 5 | E | 0 | General pricing points allow connection point for 150mm dia foul water pipe to retain Thames water surface existing manhole ref.TWFM-0601; complete, including all necessary civil work and making good | 1 | nr | 0
[7 empty] | 8 | 7 | 5 | F | 0 | Testing & Commissioning interim and final testing of private gravity drain s | 1 | ITEM | 0
[7 empty] | 8 | 7 | 5 | G | 0 | water testing of manholes and inspection chambers | 1 | ITEM | 0
[7 empty] | 8 | 7 | 5 | H | 0 | testing of ancillary components | 1 | ITEM | 0
[7 empty] | 8 | 7 | 5 | J | 0 | C.C.T.V. Surveys provide for CCTV survey of all pipework, manholes and chambers; following construction / prior to handover all in accordance with the engineers recommendations | 1 | ITEM | 0
[15 empty] | 8/7/5 | 0
[7 empty] | 8 | 7 | 6 | A | 0 | As built Drawings generally | 1 | ITEM | 0
[7 empty] | 8 | 7 | 6 | B | 0 | Operating and maintenance manuals generally | 1 | ITEM | 0
[7 empty] | 8 | 7 | 6 | C | 0 | Protection warning marker tape | 136 | m | 0
[15 empty] | 8/7/6 | 0
[7 empty] | 8 | 8 | 1 | A | 0 | 8.7 EXTERNAL SERVICES 8.7 EXTERNAL SERVICES The following works have been measured in accordance with SMM7. The only departures from SMM7 are in connection with various pricing points where sufficient details are not available HV SERVICES Electrical underground duct at ground level - commencement level of excavations as formation level P Building fabric sundries P30 Trenches/Pipeways/Pits for buried engineering services Excavating trenches for HV services duct; including for; dewatering if any; providing contractor designed earthwork support and ventilation for deep drainage; backfilling trench above bed and surround with general backfill; disposing of surplus excavated material off/on site and levelling in the areas to be filled; refer drawings and specification TBC Excavating trenches services not exceeding 200mm nominal size; nominal dia of HV duct 2 x 110mm dia; average depth not exceeding 0.25m | 8 | m | 0
[7 empty] | 8 | 8 | 1 | B | 0 | services not exceeding 200mm nominal size; nominal dia of HV duct 2 x 110mm dia; average depth 0.25mm to 0.50mm | 3 | m | 0
[7 empty] | 8 | 8 | 1 | C | 0 | services not exceeding 200mm nominal size; nominal dia of HV duct 2 x 110mm dia; average depth 0.50mm to 0.75mm | 1 | m | 0
[7 empty] | 8 | 8 | 1 | D | 0 | services not exceeding 200mm nominal size; nominal dia of HV duct 2 x 110mm dia; average depth 0.75mm to 1.0mm | 2 | m | 0
[15 empty] | 8/8/1 | 0
[7 empty] | 8 | 8 | 2 | A | 0 | Items extra over excavating trenches, irrespective of depth breaking out existing materials | 1 | ITEM | 0
[7 empty] | 8 | 8 | 2 | B | 0 | next existing live services | 1 | ITEM | 0
[7 empty] | 8 | 8 | 2 | C | 0 | around existing live services crossing trenches | 1 | ITEM | 0
[7 empty] | 8 | 8 | 2 | D | 0 | Disposal surface water | 1 | ITEM | 0
[7 empty] | 8 | 8 | 2 | E | 0 | ground water | 1 | ITEM | 0
[7 empty] | 8 | 8 | 2 | F | 0 | Class S; granular bed and surround for ducts; complete including all necessary works; refer drawings and specification TBC Beds and surrounds 620mm (W) x 410mm (H); 2 x 110mm dia HV duct | 13 | m | 0
[7 empty] | 8 | 8 | 2 | G | 0 | Underground HV ducts; material: HDPE black twin wall; satisfactory pipe joints; manufacturer: TBC; including all necessary related works; refer drawings and specification TBC Underground ducts for engineering services 110mm dia HV duct | 26 | m | 0
[7 empty] | 8 | 8 | 2 | H | 0 | Warning marker tape; in accordance with the requirements of the service authority; refer drawings and specification TBC Identification tapes warning marker tape | 13 | m | 0
[7 empty] | 8 | 8 | 2 | J | 0 | General Pricing Points allow connection for 110mm dia proposed HV duct to the existing duct; complete including all necessary civil work | 2 | nr | 0
[7 empty] | 8 | 8 | 2 | K | 0 | allow connection for 110mm dia HV duct when enters to substation; complete including all necessary civil work | 2 | nr | 0
[15 empty] | 8/8/2 | 0
[7 empty] | 8 | 8 | 3 | A | 0 | General Pricing Points allow for cable drawpit for HV services including all civil works and making good (if required) | 1 | ITEM | 0
[7 empty] | 8 | 8 | 3 | B | 0 | allow for protecting all trenches with suitable barriers during the course of works | 1 | ITEM | 0
[7 empty] | 8 | 8 | 3 | C | 0 | allow for sleeves where duct passing through foundation, roads, floors or walls | 1 | ITEM | 0
[7 empty] | 8 | 8 | 3 | D | 0 | C.C.T.V. Surveys provide for CCTV survey of all ductwork, drawpits, and chambers; following construction / prior to handover all in accordance with the engineers recommendations | 1 | ITEM | 0
[7 empty] | 8 | 8 | 3 | E | 0 | As built Drawings generally | 1 | ITEM | 0
[7 empty] | 8 | 8 | 3 | F | 0 | Operating and maintenance manuals generally | 1 | ITEM | 0
[15 empty] | 8/8/3 | 0
[7 empty] | 8 | 9 | 1 | A | 0 | 8.7 EXTERNAL SERVICES 8.7 EXTERNAL SERVICES The following works have been measured in accordance with SMM7. The only departures from SMM7 are in connection with various pricing points where sufficient details are not available LV SERVICES Electrical underground duct at ground level - commencement level of excavations as formation level P Building fabric sundries P30 Trenches/Pipeways/Pits for buried engineering services Smooth bore ducts; material: HDPE black twin wall; satisfactory pipe joints; manufacturer: TBC; including all related necessary works; refer drawings and specification TBC Underground ducts for engineering services 50mm dia LV duct | 66 | m | 0
[7 empty] | 8 | 9 | 1 | B | 0 | LV chamber precast concrete; details TBC; opening to suit access covers; including excavation, disposal, dewatering and contractor designed earthwork support; refer drawings and specification TBC Chamber size; 300mm (L) x 300mm (W) | 10 | nr | 0
[7 empty] | 8 | 9 | 1 | C | 0 | Foundation for Electrical vehicle charging station; 7.4 kW; including with all associated civil work; detail TBC; including excavation, disposal, dewatering, contractor-designed earthwork support, backfill, working space and all necessary related works; refer drawings and specification TBC Other chambers EVC; size TBC | 1 | nr | 0
[15 empty] | 8/9/1 | 0
[7 empty] | 8 | 9 | 2 | A | 0 | General Pricing Points allow connection for 50mm dia duct when entering into building; complete including all necessary civil work an making good | 1 | nr | 0
[7 empty] | 8 | 9 | 2 | B | 0 | allow for lighting column foundation; with concrete base; complete including all necessary civil work | 1 | ITEM | 0
[7 empty] | 8 | 9 | 2 | C | 0 | allow for cable drawpit for LV services including all civil works and making good (if required) | 1 | ITEM | 0
[7 empty] | 8 | 9 | 2 | D | 0 | allow for sleeves where duct passing through foundation, roads, floors or walls | 1 | ITEM | 0
[7 empty] | 8 | 9 | 2 | E | 0 | C.C.T.V. Surveys provide for CCTV survey of all ductwork, drawpits, and chambers; following construction / prior to handover all in accordance with the engineers recommendations | 1 | ITEM | 0
[7 empty] | 8 | 9 | 2 | F | 0 | As built Drawings generally | 1 | ITEM | 0
[7 empty] | 8 | 9 | 2 | G | 0 | Operating and maintenance manuals generally | 1 | ITEM | 0
[15 empty] | 8/9/2 | 0
[7 empty] | 8 | 10 | 1 | A | 0 | 8.7 EXTERNAL SERVICES 8.7 EXTERNAL SERVICES The following works have been measured in accordance with SMM7. The only departures from SMM7 are in connection with various pricing points where sufficient details are not available TELECOM SERVICES Telecom underground duct at ground level - commencement level of excavations as formation level P Building fabric sundries P30 Trenches/Pipeways/Pits for buried engineering services Excavating trenches for Telecom services duct; including for; dewatering if any; providing contractor designed earthwork support and ventilation for deep drainage; backfilling trench above bed and surround with general backfill; disposing of surplus excavated material off/on site and levelling in the areas to be filled; refer drawings and specification TBC Excavating trenches services not exceeding 200mm nominal size; nominal dia of comms duct 2 x 90mm dia; average depth 500mm to 750mm | 4 | m | 0
[7 empty] | 8 | 10 | 1 | B | 0 | Telecom services duct in trenches (these ducts running within the paving built-up thickness, thus, no separate civil work measured), including dewatering if any; providing contractor designed earthwork support and ventilation for deep services; refer drawings and specification TBC services not exceeding 200mm nominal size; nominal dia of comms duct 2 x 90mm dia | 12 | m | 0
[7 empty] | 8 | 10 | 1 | C | 0 | Items extra over excavating trenches, irrespective of depth breaking out existing materials | 1 | ITEM | 0
[15 empty] | 8/10/1 | 0
[7 empty] | 8 | 10 | 2 | A | 0 | Items extra over excavating trenches, irrespective of depth next existing live services | 1 | ITEM | 0
[7 empty] | 8 | 10 | 2 | B | 0 | around existing live services crossing trenches | 1 | ITEM | 0
[7 empty] | 8 | 10 | 2 | C | 0 | Disposal surface water | 1 | ITEM | 0
[7 empty] | 8 | 10 | 2 | D | 0 | ground water | 1 | ITEM | 0
[7 empty] | 8 | 10 | 2 | E | 0 | Class S; granular bed and surround for ducts; complete including all necessary works; refer drawings and specification TBC Beds and surrounds 580mm (W) x 390mm (H); 2 x 110mm dia comms duct | 16 | m | 0
[7 empty] | 8 | 10 | 2 | F | 0 | Underground comms ducts; material: black twin wall; satisfactory pipe joints; manufacturer: TBC; including all necessary related works; refer drawings and specification TBC Underground ducts for engineering services 90mm dia comms duct | 31 | m | 0
[7 empty] | 8 | 10 | 2 | G | 0 | Warning marker tape; in accordance with the requirements of the service authority; refer drawings and specification TBC Identification tapes warning marker tape | 16 | m | 0
[7 empty] | 8 | 10 | 2 | H | 0 | Comms chamber precast concrete; details TBC; opening to suit access covers; including excavation, disposal, dewatering and contractor designed earthwork support; refer drawings and specification TBC Chambers handshake chamber; size TBC | 2 | nr | 0
[7 empty] | 8 | 10 | 2 | J | 0 | General Pricing Points allow connection for 90mm dia duct when entering into building; complete including all necessary civil work | 2 | nr | 0
[15 empty] | 8/10/2 | 0
[7 empty] | 8 | 10 | 3 | A | 0 | General Pricing Points allow connection for 90mm dia comms duct to an existing Openreach chamber; complete including all necessary civil work and making good | 2 | nr | 0
[7 empty] | 8 | 10 | 3 | B | 0 | allow for protecting all trenches with suitable barriers during the course of works | 1 | ITEM | 0
[7 empty] | 8 | 10 | 3 | C | 0 | allow for sleeves where duct passing through foundation, roads, floors or walls | 1 | ITEM | 0
[7 empty] | 8 | 10 | 3 | D | 0 | C.C.T.V. Surveys provide for CCTV survey of all ductwork, drawpits, and chambers; following construction / prior to handover all in accordance with the engineers recommendations | 1 | ITEM | 0
[7 empty] | 8 | 10 | 3 | E | 0 | As built Drawings generally | 1 | ITEM | 0
[7 empty] | 8 | 10 | 3 | F | 0 | Operating and maintenance manuals generally | 1 | ITEM | 0
[15 empty] | 8/10/3 | 0
[7 empty] | 8 | 11 | 1 | A | 0 | 8.7 EXTERNAL SERVICES 8.7 EXTERNAL SERVICES The following works have been measured in accordance with SMM7. The only departures from SMM7 are in connection with various pricing points where sufficient details are not available WATER SERVICES P Building fabric sundries P30 Trenches/Pipeways/Pits for buried engineering services Excavating trenches for water supply services pipes; including backfilling; dewatering if any; providing contractor designed earthwork support and ventilation for deep drainage; backfilling trench above bed and surround with general backfill; disposing of surplus excavated material off/on site and levelling in the areas to be filled; refer drawings and specification TBC Excavating trenches services not exceeding 200mm nominal size; nominal dia of MCWS pipe 90mm dia; average depth 250mm to 500mm | 24 | m | 0
[7 empty] | 8 | 11 | 1 | B | 0 | services not exceeding 200mm nominal size; nominal dia of MCWS pipe 90mm dia; average depth 750mm to 1000mm | 10 | m | 0
[7 empty] | 8 | 11 | 1 | C | 0 | Items extra over excavating trenches, irrespective of depth breaking out existing materials | 1 | ITEM | 0
[7 empty] | 8 | 11 | 1 | D | 0 | next existing live services | 1 | ITEM | 0
[7 empty] | 8 | 11 | 1 | E | 0 | around existing live services crossing trenches | 1 | ITEM | 0
[7 empty] | 8 | 11 | 1 | F | 0 | Disposal surface water | 1 | ITEM | 0
[7 empty] | 8 | 11 | 1 | G | 0 | ground water | 1 | ITEM | 0
[15 empty] | 8/11/1 | 0
[7 empty] | 8 | 11 | 2 | A | 0 | Class S; granular bed and surround for ducts; complete including all necessary works; refer drawings and specification TBC Beds and surrounds 390mm (W) x 390mm (H); 90mm dia MCWS | 33 | m | 0
[7 empty] | 8 | 11 | 2 | B | 0 | Precast concrete isolation valve chamber; details TBC; including excavation, disposal, dewatering and contractor designed earthwork support; refer drawings and specification TBC Isolation valve chamber size; TBC | 1 | nr | 0
[7 empty] | 8 | 11 | 2 | C | 0 | Warning marker tape; in accordance with the requirements of the service authority; refer drawings and specification TBC Identification tapes warning marker tape | 33 | m | 0
[7 empty] | 8 | 11 | 2 | D | 0 | General Pricing Points allow connection point for Thames water to provide 90mm HPPE connection from existing main with footpath contractor to ensure flow rate is sufficient to satisfy sprinkler requirements | 1 | nr | 0
[7 empty] | 8 | 11 | 2 | E | 0 | allow for the 90mm dia pipe passing through the wall to the building | 1 | nr | 0
[7 empty] | 8 | 11 | 2 | F | 0 | allow for unmetered fire hydrant by contractor (by contractor), including all civil works | 1 | nr | 0
[7 empty] | 8 | 11 | 2 | G | 0 | allow for proposed water main pipe 90mm dia connection to existing water service including all civil works and making good | 1 | ITEM | 0
[7 empty] | 8 | 11 | 2 | H | 0 | allow for water meter chamber (by main contractor), isolation valve chamber (by contractor), including all civil works | 1 | ITEM | 0
[7 empty] | 8 | 11 | 2 | J | 0 | allow for protecting all trenches with suitable barriers during the course of works (if required) | 1 | ITEM | 0
[15 empty] | 8/11/2 | 0
[7 empty] | 8 | 11 | 3 | A | 0 | C.C.T.V. Surveys provide for CCTV survey of all ductwork, drawpits, and chambers; following construction / prior to handover all in accordance with the engineers recommendations | 1 | ITEM | 0
[7 empty] | 8 | 11 | 3 | B | 0 | As built Drawings generally | 1 | ITEM | 0
[7 empty] | 8 | 11 | 3 | C | 0 | Operating and maintenance manuals generally | 1 | ITEM | 0
[15 empty] | 8/11/3 | 0

## Lump Sums
Lump Sums
Contact
GA | Name | Quantity | Matched Item Name | Rate | Unit

## Attendances & Adjustments
|  | Matched Item Name | Rate | Unit
Adjustments
GA
Adjustment | 0%
Allowance | 0%
Attendances
GA
Attendance | 0

## Subcontractor Notes
Trade: | [7 empty] | +Groundworks & Frame | [7 empty] | Matched Item Name | Rate | Unit
Date: | [7 empty] | 07/05/2025 - 08:36
Current Project: | [7 empty] | 25005 - KYN Highgate
GA
Subcontractor Note
F | l | a | g | s | - | - | Bill | Section | Page | Ref | Original Ref | Description | Quantity | Unit | Rate Note
[7 empty] | 2 | 1 | 1 | A | 0 | 1.1 PILING 1.1 PILING The following works have been measured in accordance with SMM7. The only departures from SMM7 are in connection with various pricing points where sufficient details are not available . Piling mat; partially imported material, incl earthwork support where necessary D Groundwork D20 Excavating and filling Site preparation for existing ground to receive piling mat/platform. Site preparation to receive pile mat; at ground level with top of pile mat at level +112.75mOD | 1606 | m2 |  | Excavate to reduce levels, for piling mat; ne 1m dp | 3.8 | m3
[7 empty] | 2 | 1 | 1 | B | 0 | Excavating. To remove pile mat excavating of 600mm deep pile mat after completion of piling works; at level +112.75mOD | 964 | m3 |  | Excavate to remove piling mat | 3.94 | m3
[7 empty] | 2 | 1 | 1 | C | 0 | Disposal excavated material; off site | 964 | m3 |  | Exc ancilliaries; disposal in stockpiles on-site; ne 1km | 4.97 | m3
[7 empty] | 2 | 1 | 1 | D | 0 | Pile mat 6F2 of 600mm thick with geotex to all areas; well compacted in layers. Filling to make up level average thickness exceeding 0.25m; obtained from on site spoil heaps | 545 | m3 |  | Imported fill; 6F2 in piling mat; 600mm thick | 21.67 | m2
[7 empty] | 2 | 1 | 1 | E | 0 | average thickness exceeding 0.25m; obtained off site; 600mm thick pile mat; at level finish level 112.75 mOD | 419 | m3 |  | Piling mat; imported hardcore; 600mm thk | 16.67 | m2
[7 empty] | 2 | 1 | 2 | A | 0 | Basement; reduced level dig, excavation & compacting Earthworks D Groundwork D20 Excavating and filling Excavating Basements and the like; commencing level 112.15mOD maximum depth not exceeding 2.00m | 102 | m3 |  | Excavate basement; ne 20m dp (dble handling) | 58.39 | m3
[7 empty] | 2 | 1 | 2 | B | 0 | maximum depth 2-4m | 69 | m3 |  | Excavate trenches for 4nr ducts ne 200mm dia; backfill with 6F2; dispose of surplus off site; depth to invert: 1.75 - 2.0 m | 244.66 | m
[7 empty] | 2 | 1 | 2 | C | 0 | maximum depth 6-8m | 8611 | m3 |  | Excavate trenches for 6nr ducts ne 200mm dia; backfill with 6F2; dispose of surplus off site; depth to invert: 1.5 - 1.75 m | 253.14 | m
[7 empty] | 2 | 1 | 2 | D | 0 | Pits (20nr); commencing level varying maximum depth not exceeding 1.00m | 27 | m3 |  | Excavate pits; ne 1m dp | 20.07 | m3
[7 empty] | 2 | 1 | 2 | E | 0 | maximum depth not exceeding 2.00m | 6 | m3 |  | Excavate trenches for pipes ne 200mm dia; backfill with SEM; dispose of surplus off site; depth to invert: 2 - 2.25m | 81.49 | m
[7 empty] | 2 | 1 | 2 | F | 0 | Trenches, widths exceeding 0.30m; commencing level varying maximum depth not exceeding 250mm | 43 | m3 |  | Excavate trenches for multiple ducts; 1850mm (10) wide; backfill with conc; dispose of surplus off site; depth to trench invert: 1.25 - 1.5 m | 525 | m
[7 empty] | 2 | 1 | 2 | G | 0 | Items extra over excavating in inert material irrespective of depth excavating below ground water level | 1 | ITEM |  | EO for excavation below water table (prov) | 15.3 | m3
[7 empty] | 2 | 1 | 2 | H | 0 | non-hazardous material; excavating below ground water level | 1 | ITEM |  | EO for excavation in non-hazardous water (prov) | 10.2 | m3
[7 empty] | 2 | 1 | 2 | J | 0 | hazardous material; excavating below ground water level | 1 | ITEM |  | EO for excavation in hazardous water (prov) | 15.3 | m3
[7 empty] | 2 | 1 | 2 | K | 0 | next existing services | 1 | ITEM |  | Survey existing services | 1180 | item
[7 empty] | 2 | 1 | 2 | L | 0 | around existing services crossing excavation | 1 | ITEM |  | EO for excavation around existing services crossing trench (prov) | 27.2 | nr
[7 empty] | 2 | 1 | 2 | M | 0 | Breaking out existing materials rock | 1 | ITEM |  | EO excs for break out rock/stone obstructions (prov) | 37.32 | m3
[7 empty] | 2 | 1 | 2 | N | 0 | concrete | 1 | ITEM |  | Concrete Testing; cubes & tank | 0 | item
[7 empty] | 2 | 1 | 2 | P | 0 | reinforced concrete | 1 | ITEM |  | Reinforcement (250kg/m3) | 40.25 | m
[7 empty] | 2 | 1 | 3 | A | 0 | Breaking out existing materials brickwork, blockwork or stonework | 1 | ITEM |  | Demolish existing brickwork/blockwork/plaster (Reduce walls to solid m3) | 120.3 | m3
[7 empty] | 2 | 1 | 3 | B | 0 | coated macadam or asphalt | 1 | ITEM |  | Pre-coated chippings | 8.75 | m2
[7 empty] | 2 | 1 | 3 | C | 0 | Working space allowance to excavations pit | 83 | m2 |  | Working space; pits; b/fill with SEM | 13.25 | m2
[7 empty] | 2 | 1 | 3 | D | 0 | trenches | 71 | m2 |  | Excavate trenches; ne 2m dp | 14.4 | m3
[7 empty] | 2 | 1 | 3 | E | 0 | Earthwork support; refer drawing no. LON1_L3008-S-ZZ-F1-DR-S-FNDN-1105, 1106, 1107, 1108 Maximum depth not exceeding 1.00m distance between opposing faces not exceeding 2.00 m | 103 | m2 |  | EWS; ne 1m dp; faces 2-4m | 0.84 | m2
[7 empty] | 2 | 1 | 3 | F | 0 | distance between opposing faces 2.0-4.00 m | 36 | m2 |  | EWS; ne 4m dp; faces 2-4m | 21.53 | m2
[7 empty] | 2 | 1 | 3 | G | 0 | Maximum depth not exceeding 2.00m distance between opposing faces not exceeding 2.00 m | 5 | m2 |  | EWS; ne 2m dp; faces ex 4m | 3.95 | m2
[7 empty] | 2 | 1 | 3 | H | 0 | distance between opposing faces 2.0-4.00 m | 10 | m2 |  | EWS; ne 4m dp; faces 2-4m | 21.53 | m2
[7 empty] | 2 | 1 | 3 | J | 0 | Filling to excavated areas Filling to excavations average thickness not exceeding 0.25m; brought from outside | 8 | m3 |  | Filling; with SEM | 39.79 | m3
[7 empty] | 2 | 1 | 3 | K | 0 | Compacted granular fill to the bottom of slab; refer drawing no. KYN-CSP-NB-B2-DR-S-3019 Filling to excavations average thickness exceeding 0.25m; arising from the excavation | 228 | m3 |  | Imported granular fill; type 1 (c/c); ne 250 thk | 52.09 | m3
[7 empty] | 2 | 1 | 4 | A | 0 | Basement; associated muckaway Earthworks D Groundwork D20 Excavating and filling Disposal surface water | 1 | ITEM |  | Excavate basement; ne 20m dp (dble handling) | 58.39 | m3
[7 empty] | 2 | 1 | 4 | B | 0 | ground water | 1 | ITEM |  | Dispose ground water | 12362.47 | item
[7 empty] | 2 | 1 | 4 | C | 0 | excavated material, non-hazardous/ hazardous; off site | 8890 | m3 |  | Dispose of excavation arisings off site; hazardous material (fluctuating) | 220.59 | m3
[7 empty] | 2 | 1 | 5 | B | 0 | Items extra over for piling breaking through obstructions noted on drawings as the edge of existing foundations/hard obstruction s | 1 | ITEM |  | EO excs for break out brickwork/rock obstructions (prov) | 143.72 | m3
[7 empty] | 2 | 1 | 5 | C | 0 | Cutting sheet piles to level following installatio n D Groundwork D30 Piling Cutting from top of sheet piles to suit proposed external ground level; refer drawing KYN-CSP-NB-B1-DR-S-3021, piling schedule KYH-CSP-NB-FO-DR-S-3010 & specification KYH-CSP-NB-XX-RP-S-0006 sheet piles, plan length | 26 | m |  | Leader trench for sheet piling; 1500 x 600mm dp; on centre line of sheet piles | 31.06 | m
[7 empty] | 2 | 1 | 5 | D | 0 | Provision for forming a fully watertight basement wall as part of a Grade 2, sealing weld and horizontal "puddle flange" at sheet pile/basement interface General pricing point allow for water tightness for pipe penetration through retaining wall; water stop RX101 puddle flange secured with RX WB, 40x40mm fillet of volclay pastes; drawing no. KYN-CSP-NB-XX-DR-S-8006 | 2 | nr |  | Sealing penetrations through secant piled wall; hydrophilic waterstop plus hydrophilic compound fillet; 400mm dia | 130.03 | nr
[7 empty] | 2 | 1 | 6 | A | 0 | Attendance for sheet piling installations General pricing point allow for attendance for sheet piling installation s | 1 | ITEM |  | Piling attendance; excavator & driver | 2309.85 | wk
[7 empty] | 2 | 1 | 7 | A | 0 | Cutting from top of secant piles & preparing heads of concrete piles for incorporation into the capping beam/pile caps; refer drawing KYH-CSP-NB-FO-DR-S-3001, piling schedule KYH-CSP-NB-FO-DR-S-3010 & specification KYH-CSP-NB-XX-RP-S-0006 600mm dia male secant pile at approx. 900mm c/c with on overall plan length of approx. 149m | 312 | m |  | Soffit of capping beam; 500-1m; cut to profile of contiguous/secant/sheet piles | 74.29 | m
[7 empty] | 2 | 1 | 7 | C | 0 | Disposal arising's from Secant piles and cutting and preparing pile heads; refer drawing KYH-CSP-NB-FO-DR-S-3001, piling schedule KYH-CSP-NB-FO-DR-S-3010 & specification KYH-CSP-NB-XX-RP-S-0006 Disposal of excavated materials 600mm dia male secant pile at approx. 900mm c/c with on overall plan length of approx. 149m | 167 | nr |  | B/O & dispose RC guide wall for 600dia secant piles; 900 x 600 | 69.64 | m
[7 empty] | 2 | 1 | 8 | B | 0 | Items extra over for piling breaking through obstructions noted on drawings as the edge of existing foundations/hard obstruction s | 1 | ITEM |  | EO excs for break out brickwork/rock obstructions (prov) | 143.72 | m3
[7 empty] | 2 | 1 | 8 | C | 0 | Cutting from top of secant piles & preparing heads of concrete piles for incorporation into the capping beam/pile caps; refer drawing KYH-CSP-NB-FO-DR-S-3001, piling schedule KYH-CSP-NB-FO-DR-S-3010 & specification KYH-CSP-NB-XX-RP-S-0006 600mm dia female secant pile at approx. 900mm c/c with on overall plan length of approx. 149m | 312 | m |  | Secant pile guide wall; sacrificial; 750 dia male & 600 dia female piles at 525 c/s. | 391 | m
[7 empty] | 2 | 1 | 9 | A | 0 | Disposal arising's from Secant piles and cutting and preparing pile heads; refer drawing KYH-CSP-NB-FO-DR-S-3001, piling schedule KYH-CSP-NB-FO-DR-S-3010 & specification KYH-CSP-NB-XX-RP-S-0006 Disposal of excavated materials 600mm dia female secant pile at approx. 900mm c/c with on overall plan length of approx. 149m | 167 | nr |  | B/O & dispose RC guide wall for 600dia secant piles; 900 x 600 | 69.64 | m
[7 empty] | 2 | 1 | 10 | B | 1 | Items extra over for piling breaking through obstructions noted on drawings as the edge of existing foundations/hard obstruction s | 1 | ITEM |  | EO excs for break out brickwork/rock obstructions (prov) | 143.72 | m3
[7 empty] | 2 | 1 | 10 | C | 1 | Cutting from top of nominal bored piles & preparing heads of concrete piles for incorporation into the capping beam/pile caps; refer drawing KYH-CSP-NB-FO-DR-S-3001, piling schedule KYH-CSP-NB-FO-DR-S-3010 & specification KYH-CSP-NB-XX-RP-S-0006 Cutting off tops of piles 500mm nominal diameter piles; cutting depth 2.56m; 7nr | 18 | m |  | 1 pile (600dia); 900x900x1400; Exc, C/A, EWS, W/S, L&C, 50 blinding, C40 conc, fwk, 120kg/m3 rebar, cut down piles | 1087.45 | nr
[7 empty] | 2 | 1 | 10 | D | 1 | 500mm nominal diameter piles; cutting depth 6.705m; 6nr | 40 | m |  | 6 pile (600dia); 4500x2700x1400; Exc, C/A, EWS, W/S, L&C, 50 blinding, C40 conc, fwk, 120kg/m3 rebar, cut down piles | 12803.37 | nr
[7 empty] | 2 | 1 | 10 | E | 1 | 500mm nominal diameter piles; cutting depth 6.795m; 37nr | 251 | m |  | Breakdown piles; 250 x 250 driven x max 500mm high; driven PC piles | 50.35 | nr
[7 empty] | 2 | 1 | 10 | F | 1 | 500mm nominal diameter piles; cutting depth 6.855m; 34nr | 233 | m |  | 600mm dia CFA pile; 35m lg (bore, conc, rebar, test, de-bond, move rig, mod & demob, design) | 3854.74 | nr
[7 empty] | 2 | 1 | 10 | G | 1 | 500mm nominal diameter piles; cutting depth 6.915m; 15nr | 104 | m |  | Breakdown piles; 250 x 250 driven x max 500mm high; driven PC piles | 50.35 | nr
[7 empty] | 2 | 1 | 10 | H | 1 | 500mm nominal diameter piles; cutting depth 7.155m; 48nr | 343 | m |  | Breakdown piles; 250 x 250 driven x max 500mm high; driven PC piles | 50.35 | nr
[7 empty] | 2 | 1 | 10 | J | 1 | 500mm nominal diameter piles; cutting depth 7.605m; 5nr | 38 | m |  | Breakdown piles; 250 x 250 driven x max 500mm high; driven PC piles | 50.35 | nr
[7 empty] | 2 | 1 | 11 | A | 1 | Cutting from top of nominal bored piles & preparing heads of concrete piles for incorporation into the capping beam/pile caps; refer drawing KYH-CSP-NB-FO-DR-S-3001, piling schedule KYH-CSP-NB-FO-DR-S-3010 & specification KYH-CSP-NB-XX-RP-S-0006 Cutting off tops of piles 500mm nominal diameter piles; cutting depth 7.845m; 11nr | 86 | m |  | 9 pile (600dia); 4500x4500x1800; Exc, C/A, EWS, W/S, L&C, 50 blinding, C40 conc, fwk, 120kg/m3 rebar, cut down piles | 26831.76 | nr
[7 empty] | 2 | 1 | 11 | B | 1 | 500mm nominal diameter piles; cutting depth 8.015m; 17nr | 136 | m |  | Breakdown piles; 250 x 250 driven x max 500mm high; driven PC piles | 50.35 | nr
[7 empty] | 2 | 1 | 11 | D | 1 | Disposal arising's from boring piles and cutting and preparing pile heads; refer drawing KYH-CSP-NB-FO-DR-S-3001, piling schedule KYH-CSP-NB-FO-DR-S-3010 & specification KYH-CSP-NB-XX-RP-S-0006 Disposal of excavated materials 500mm diameter piles | 180 | nr |  | Breakdown piles; 600mm dia x 500mm - 1.0m high; reinforcement de-bonded | 76.36 | nr
[7 empty] | 2 | 1 | 11 | E | 1 | Allow for integrity testing for piles to the full depth of the pile; refer drawing KYH-CSP-NB-FO-DR-S-3001, piling schedule KYH-CSP-NB-FO-DR-S-3010 & specification KYH-CSP-NB-XX-RP-S-0006 Pile tests all piles to be tested; CFA bored piles | 180 | nr |  | EO for pile integrity tests | 118 | nr
[7 empty] | 2 | 1 | 11 | F | 1 | Allow a minimum of 1% of contract piles (and in any case no less than 2no. piles) shall be subject to maintained proof load compression testing; refer drawing KYH-CSP-NB-FO-DR-S-3001, piling schedule KYH-CSP-NB-FO-DR-S-3010 & specification KYH-CSP-NB-XX-RP-S-0006 500mm diameter piles; bored piles | 2 | nr |  | Breakdown piles; 600mm dia x 500mm - 1.0m high; reinforcement de-bonded | 76.36 | nr
[7 empty] | 2 | 1 | 12 | A | 1 | Temporary works Supply and installation of temporary steelwork bracing, waler beams, flying shores, etc General pricing point allow for supply and installation of temporary steelwork bracing, waler beams, flying shores, et c | 1 | ITEM |  | Temporary works; structural steel propping | 5171.38 | t
[7 empty] | 2 | 1 | 12 | F | 1 | Any other item not specified in CSA General pricing point allow for interface between sheet piled wall & secant pile to be agreed with piling contractor; refer drawing no. KYN-CSP-NB-FO-DR-S-3002 | 12 | m |  | Secant pile guide wall; sacrificial; 600 dia piles at 450 c/s. | 325.19 | m
[7 empty] | 2 | 1 | 12 | G | 1 | allow for water tightness for pipe penetration through secant piles; water stop RX101 puddle flange secured with RX WB, 40x40mm fillet of volclay pastes; drawing no. KYN-CSP-NB-XX-DR-S-8006 | 29 | nr |  | Sealing penetrations through secant piled wall; hydrophilic waterstop plus hydrophilic compound fillet; 200mm dia | 68.18 | nr
[7 empty] | 2 | 1 | 12 | H | 1 | allow for mud mat for footprint of building below basement | 1293 | m2 |  | Clean underside of existing foundation; 800mm wide | 50.64 | m
[7 empty] | 2 | 2 | 1 | A | 0 | X DRAINAGE X DRAINAGE The following works have been measured in accordance with SMM7. The only departures from SMM7 are in connection with various pricing points where sufficient details are not available . SURFACE WATER DRAINAGE Note: Drainage work: Commencement level of excavations from the underside of slab build-ups. Surface water drainage to site boundary R Disposal systems R12 Drainage below ground Excavation trenches for pipes; including for dewatering if any; providing contractor designed earthwork support and ventilation for deep drainage; backfilling, disposing of surplus excavated material on/off site and levelling in the areas to be filled; refer drawings and specification KYH-CSP-NB-XX-RP-S-0006 civil & structural specification Excavating trenches Pipes not exceeding 200 mm nominal size; nominal dia of pipe 100mm trench, average depth exceeding 0.25m but not exceeding 0.5m | 5 | m |  | Excavate trenches for 300mm dia pipes; backfill with SEM; dispose of surplus off site; depth to invert: 2.75 - 3m | 134.82 | m
[7 empty] | 2 | 2 | 1 | B | 0 | trench, average depth exceeding 0.5m but not exceeding 0.75m | 11 | m |  | 0.75m deep trench b/fill wi 6F2, pipe ne 100 dia by others, sand B&S & warning tape | 59.19 | m
[7 empty] | 2 | 2 | 1 | C | 0 | trench, average depth exceeding 0.5m but not exceeding 0.75m (cavity drain outlet pipe) | 117 | m |  | Excavate trenches for 750mm dia pipes; backfill with SEM; dispose of surplus off site; depth to invert: 2.25 - 2.5m | 183.61 | m
[7 empty] | 2 | 2 | 1 | D | 0 | trench, average depth exceeding 0.75m but not exceeding 1m | 1 | m |  | 0.75m deep trench b/fill wi SEM, pipe ne 100 dia by others, sand B&S & warning tape | 43.24 | m
[7 empty] | 2 | 2 | 2 | A | 0 | Items extra over excavating trenches, irrespective of depth breaking out existing materials | 1 | ITEM |  | Excavate trenches for multiple ducts; 1850mm (10) wide; backfill with conc; dispose of surplus off site; depth to trench invert: 1.25 - 1.5 m | 525 | m
[7 empty] | 2 | 2 | 2 | B | 0 | breaking out existing hard paving's | 1 | ITEM |  | EO excs for break out concrete paving; 100mm thk | 1.59 | m2
[7 empty] | 2 | 2 | 2 | C | 0 | next existing live services | 1 | ITEM |  | Survey existing services | 1180 | item
[7 empty] | 2 | 2 | 2 | D | 0 | around existing live services crossing trenches | 1 | ITEM |  | EO excs for exc around extg services crossing trench (prov) | 35.2 | nr
[7 empty] | 2 | 2 | 2 | E | 0 | Disposal surface water | 1 | ITEM |  | Dispose ground water | 12362.47 | item
[7 empty] | 2 | 2 | 2 | F | 0 | ground water | 1 | ITEM |  | Dispose ground water | 12362.47 | item
[7 empty] | 2 | 2 | 2 | G | 0 | Class Z concrete surround with flexible joint at each pipe; refer drawings and specification KYH-CSP-NB-XX-RP-S-0006 civil & structural specification Beds and surrounds to 100mm dia pipe; size 300mm wide x 300mm high | 17 | m |  | Bed & surround; concrete; for duct size: 300 mm dia | 22.51 | m
[7 empty] | 2 | 2 | 2 | H | 0 | to 100mm dia pipe; size 300mm wide x 300mm high (cavity drain) | 117 | m |  | Excavate trenches for 300mm dia pipes; backfill with SEM; dispose of surplus off site; depth to invert: 3.75 - 4m | 300.9 | m
[7 empty] | 2 | 2 | 2 | J | 0 | Surface water drainage; Pipes Fittings Connections etc uPVC pipe; with suitable joints; refer drawings and specification KYH-CSP-NB-XX-RP-S-0006 civil & structural specification Pipes in trenches 100mm nominal dia | 17 | m |  | Pipes in trenches; cast iron; Ensign; size: 100mm dia | 42.62 | m
[7 empty] | 2 | 2 | 2 | K | 0 | 100mm nominal dia (cavity drain) | 117 | m |  | Excavate trenches for 1050mm dia pipes; backfill with SEM; dispose of surplus off site; depth to invert: 1.25 - 1.5m | 142.96 | m
[7 empty] | 2 | 2 | 2 | L | 0 | Items extra over the pipe in which they occur Pipe fittings 45 degree bend; 100mm dia | 3 | nr |  | Pipework accessories & fittings; UPVC; 100mm dia; bend | 17.25 | nr
[7 empty] | 2 | 2 | 3 | A | 0 | Rocker pipes; passing through structure, manhole; including suitable joints at both end; and specification KYH-CSP-NB-XX-RP-S-0006 civil & structural specification Pipe fittings 600mm long; 100mm dia | 25 | nr |  | Pipework accessories & fittings; UPVC; 200mm dia; rocker | 106.21 | nr
[7 empty] | 2 | 2 | 3 | B | 0 | RWP connection point for surface pipe; waterproofing turned 150mm upstack and sealed with vol-clay paste; lean mix infill for 300mm depth thereafter type 'S' bedding to be used; pipe to be levelled and bedded using type 'S' bedding; pipe reducer where necessary; complete including for slab penetration & connection as required for vertical pipes including all accessories and fittings; refer detail drawing KYN-CSP-NB-XX-DR-D-9012 and specification KYH-CSP-NB-XX-RP-S-0006 civil & structural specification Pipe accessories RWP connection 100mm dia pipe | 5 | nr |  | Pipework accessories & fittings; UPVC; 100mm dia; vertical pipework; inc conc surround | 57.62 | m
[7 empty] | 2 | 2 | 3 | C | 0 | Gully; grating and frame to load class D400; 2 or 3 courses of engineering brickwork; 100mm concrete surround; 300mm x 600mm precast concrete gully pot with 100mm trapped outlet, stopper and chain; refer detail drawing KYN-CSP-NB-XX-DR-D-9012 and specification KYH-CSP-NB-XX-RP-S-0006 civil & structural specification Accessories gully connected with 100mm dia | 6 | nr |  | UPVC Draw pit/valve pit/fire hydrant pit; 600 x 600mm; A15 C&F; depth to invert: EO for D400 cover & frame | 112.1 | nr
[7 empty] | 2 | 2 | 3 | D | 0 | Cavity wall drain; detail TBC; complete including all accessories, fittings and necessary works; refer drawings and specification KYH-CSP-NB-XX-RP-S-0006 civil & structural specification Accessories cavity wall drain | 163 | m |  | Cetco Aquadrain 8mm cavity drain; vertical | 21.3 | m2
[7 empty] | 2 | 2 | 4 | A | 0 | Cover and frame for manhole to be double sealed; (excavation and In-situ chamber measure separately); work shall be in accordance with specification; refer drawings and specification KYH-CSP-NB-XX-RP-S-0006 civil & structural specification Manholes (cover and frame) cover load C250; 600mm x 600mm | 1 | nr |  | PC concrete rectangular manholes; 600 x 450; depth to invert: 1 - 1.25 m | 1069.98 | nr
[7 empty] | 2 | 2 | 4 | B | 0 | Manhole; details TBC; complete including cover and frame; excavation, backfilling, disposal, and dewatering if any, contractor design earthwork support and all as necessary works; refer drawings and specification KYH-CSP-NB-XX-RP-S-0006 civil & structural specification Manholes SMH; TBC | 3 | nr |  | PC concrete; 1050 dia; 600sq B125 C&F; depth to invert: 2.75 - 3.0 m | 2446.97 | nr
[7 empty] | 2 | 2 | 4 | C | 0 | Surface pump chamber; with required storage volume 10m3 below lowest invert level; dual vortex pumps; discharge rate 5l/s; cable duct connection, fitted into tank to suit site requirements; davit socket (optional) supplied loose; access cover and frame supplied loose; with concrete surround; pipe coupling (optional PIMS supply); vent pipe; level control floats; pumps on self locating quick release couplings; sockets for sewer connections. fitted to tank to suit site requirements; 5 nominal internal chamber depths 2000-4500 (500mm increments); 1800mm internal diameter; complete including excavation, backfilling, disposal, and dewatering if any, contractor design earthwork support and all as necessary works; refer detail drawing KYN-CSP-NB-XX-DR-D-9013 and specification KYH-CSP-NB-XX-RP-S-0006 civil & structural specification Pump chamber depth to invert 1.58m, size 1800mm x 1800mm, cover grade C250, cover type solid, cover size 600mm x 600mm; ref.SMH-23 | 1 | nr |  | Excavate trenches for multiple ducts; 1850mm (10) wide; backfill with 6F2; dispose of surplus off site; depth to trench invert: 1.75 - 2.0 m | 360.04 | m
[7 empty] | 2 | 2 | 5 | A | 0 | General pricing points allow contractor for sumps to cavity wall drain outlets; including all necessary civil work | 6 | nr |  | Walls; lift pits/sumps | 54.82 | m2
[7 empty] | 2 | 2 | 5 | B | 0 | Testing & Commissioning interim and final testing of private gravity drain s | 1 | ITEM |  | Re-test drains on completion | 1.53 | m
[7 empty] | 2 | 2 | 5 | C | 0 | water testing of manholes and inspection chambers | 1 | ITEM |  | Hydraulic testing of water main | 1180 | item
[7 empty] | 2 | 2 | 5 | D | 0 | testing of ancillary components | 1 | ITEM |  | WAC tests; per suite/large site; 5nr full sets | 1180 | nr
[7 empty] | 2 | 2 | 5 | E | 0 | C.C.T.V. Surveys provide for CCTV survey of all pipework, manholes and chambers; following construction / prior to handover all in accordance with the engineers recommendations | 1 | ITEM |  | CCTV survey | 2124 | item
[7 empty] | 2 | 2 | 5 | F | 0 | As built Drawings generally | 1 | ITEM |  | Drawings | 23.6 | wk
[7 empty] | 2 | 2 | 5 | G | 0 | Operating and maintenance manuals generally | 1 | ITEM |  | Hoist operator (nr 2) inc O/T | 1239 | wk
[7 empty] | 2 | 2 | 5 | H | 0 | Protection warning marker tape | 130 | m |  | EO for warning tape | 0.53 | m
[7 empty] | 2 | 3 | 1 | A | 0 | X DRAINAGE X DRAINAGE The following works have been measured in accordance with SMM7. The only departures from SMM7 are in connection with various pricing points where sufficient details are not available . FOUL WATER DRAINAGE Note: Drainage work: Commencement level of excavations from the underside of slab build-ups. Foul water drainage design; Excavate and Filling R Disposal systems R12 Drainage below ground Excavation trenches for pipes; including for dewatering if any; providing contractor designed earthwork support and ventilation for deep drainage; backfilling, disposing of surplus excavated material on/off site and levelling in the areas to be filled; refer drawings and specification KYH-CSP-NB-XX-RP-S-0006 civil & structural specification Excavating trenches Pipes not exceeding 200 mm nominal size; nominal dia of pipe 100mm trench, average depth exceeding 0.5m but not exceeding 0.75m | 79 | m |  | Excavate trenches for pipes ne 200mm dia; backfill with SEM; dispose of surplus on site; depth to invert: 0.5 - 0.75m | 7.78 | m
[7 empty] | 2 | 3 | 1 | B | 0 | trench, average depth exceeding 0.75m but not exceeding 1m | 64 | m |  | 0.75m deep trench b/fill wi SEM, pipe ne 100 dia by others, sand B&S & warning tape | 43.24 | m
[7 empty] | 2 | 3 | 1 | C | 0 | trench, average depth exceeding 1.25m but not exceeding 1.5m | 2 | m |  | Excavate trenches for multiple ducts; 1650mm (9) wide; backfill with lean mix conc; dispose of surplus off site; depth to trench invert: 1.25 - 1.5 m | 463.14 | m
[7 empty] | 2 | 3 | 1 | D | 0 | trench, average depth exceeding 1.5m but not exceeding 1.75m | 2 | m |  | 0.75m deep trench b/fill wi SEM, pipe ne 100 dia by others, sand B&S & warning tape | 43.24 | m
[7 empty] | 2 | 3 | 1 | E | 0 | trench, average depth exceeding 2.25m but not exceeding 2.5m | 5 | m |  | Excavate trenches for 225mm dia ducts; backfill with SEM; dispose of surplus off site; depth to invert: 2.25 - 2.5 m | 139.74 | m
[7 empty] | 2 | 3 | 2 | A | 0 | X DRAINAGE X DRAINAGE The following works have been measured in accordance with SMM7. The only departures from SMM7 are in connection with various pricing points where sufficient details are not available . FOUL WATER DRAINAGE Note: Drainage work: Commencement level of excavations from the underside of slab build-ups. Foul water drainage design; Excavate and Filling R Disposal systems R12 Drainage below ground Excavation trenches for pipes; including for dewatering if any; providing contractor designed earthwork support and ventilation for deep drainage; backfilling, disposing of surplus excavated material on/off site and levelling in the areas to be filled; refer drawings and specification KYH-CSP-NB-XX-RP-S-0006 civil & structural specification Excavating trenches Pipes not exceeding 200 mm nominal size; nominal dia of pipe 100mm trench, average depth exceeding 2.75m but not exceeding 3m | 4 | m |  | Excavate trenches for 300mm dia pipes; backfill with SEM; dispose of surplus off site; depth to invert: 2.75 - 3m | 134.82 | m
[7 empty] | 2 | 3 | 2 | B | 0 | Pipes not exceeding 200 mm nominal size; nominal dia of pipe 150mm trench, average depth exceeding 1m but not exceeding 1.25m | 11 | m |  | Excavate trenches for pipes ne 200mm dia; backfill with SEM; dispose of surplus on site; depth to invert: 1.25 - 1.5m | 24.45 | m
[7 empty] | 2 | 3 | 2 | C | 0 | trench, average depth exceeding 1.25m but not exceeding 1.5m | 18 | m |  | Excavate trenches for multiple ducts; 1650mm (9) wide; backfill with lean mix conc; dispose of surplus off site; depth to trench invert: 1.25 - 1.5 m | 463.14 | m
[7 empty] | 2 | 3 | 2 | D | 0 | trench, average depth exceeding 1.5m but not exceeding 1.75m | 2 | m |  | 0.75m deep trench b/fill wi SEM, pipe ne 100 dia by others, sand B&S & warning tape | 43.24 | m
[7 empty] | 2 | 3 | 2 | E | 0 | trench, average depth exceeding 2.75m but not exceeding 3m | 2 | m |  | 0.75m deep trench b/fill wi SEM, pipe ne 100 dia by others, sand B&S & warning tape | 43.24 | m
[7 empty] | 2 | 3 | 2 | F | 0 | Items extra over excavating trenches, irrespective of depth breaking out existing materials | 1 | ITEM |  | Excavate trenches for multiple ducts; 1850mm (10) wide; backfill with conc; dispose of surplus off site; depth to trench invert: 1.25 - 1.5 m | 525 | m
[7 empty] | 2 | 3 | 2 | G | 0 | breaking out existing hard paving's | 1 | ITEM |  | EO excs for break out concrete paving; 100mm thk | 1.59 | m2
[7 empty] | 2 | 3 | 2 | H | 0 | next existing live services | 1 | ITEM |  | Survey existing services | 1180 | item
[7 empty] | 2 | 3 | 2 | J | 0 | around existing live services crossing trenches | 1 | ITEM |  | EO excs for exc around extg services crossing trench (prov) | 35.2 | nr
[7 empty] | 2 | 3 | 2 | K | 0 | Disposal surface water | 1 | ITEM |  | Dispose ground water | 12362.47 | item
[7 empty] | 2 | 3 | 2 | L | 0 | ground water | 1 | ITEM |  | Dispose ground water | 12362.47 | item
[7 empty] | 2 | 3 | 2 | M | 0 | Class Z concrete surround with flexible joint at each pipe; refer drawings and specification KYH-CSP-NB-XX-RP-S-0006 civil & structural specification Beds and surrounds to 100mm dia pipe; size 300mm wide x 300mm high | 155 | m |  | Bed & surround; concrete; for duct size: 300 mm dia | 22.51 | m
[7 empty] | 2 | 3 | 2 | N | 0 | to 150mm dia pipe; size 350mm wide x 350mm high | 33 | m |  | Pipes in trenches; MDPE; pressurised main; size: 50mm dia pipe | 14.85 | m
[7 empty] | 2 | 3 | 3 | A | 0 | Foul water drainage design; Pipes Fittings Connections etc uPVC pipe; with suitable joints; refer drawings and specification KYH-CSP-NB-XX-RP-S-0006 civil & structural specification Pipes in trenches 100mm nominal dia | 155 | m |  | Pipes in trenches; cast iron; Ensign; size: 100mm dia | 42.62 | m
[7 empty] | 2 | 3 | 3 | B | 0 | 150mm nominal dia | 33 | m |  | Pipes in trenches; cast iron; Ensign; size: 150mm dia | 75.05 | m
[7 empty] | 2 | 3 | 3 | C | 0 | Items extra over the pipe in which they occur Pipe fittings y-tee; 100mm x 100mm x 100mm | 11 | nr |  | Pipes in trenches; MDPE; pressurised main; size: 125 x 125mm tee | 236.52 | nr
[7 empty] | 2 | 3 | 3 | D | 0 | Rocker pipes; passing through structure, manhole; including suitable joints at both end; refer drawings and specification KYH-CSP-NB-XX-RP-S-0006 civil & structural specification Pipe fittings 600mm long; 100mm dia | 27 | nr |  | Pipework accessories & fittings; UPVC; 200mm dia; rocker | 106.21 | nr
[7 empty] | 2 | 3 | 3 | E | 0 | 600mm long; 150mm dia | 12 | nr |  | Excavate trenches for 600mm dia pipes; backfill with SEM; dispose of surplus off site; depth to invert: 1 - 1.25m | 71.5 | m
[7 empty] | 2 | 3 | 3 | F | 0 | Pop-up connection point for SVP pipe; waterproofing turned 150mm up stack and sealed with vol-clay paste; lean mix infill for 300mm depth thereafter type 'S' bedding to be used; pipe to be levelled and bedded using type 'S' bedding; with long radius bend; pipe reducer where necessary; complete including slab penetration & connection as required for vertical pipes; all accessories and fittings; refer detail drawing KYN-CSP-NB-XX-DR-D-9012 and specification KYH-CSP-NB-XX-RP-S-0006 civil & structural specification Pipe accessories pop-up connection 100mm dia pipe | 30 | nr |  | Pipework accessories & fittings; UPVC; 100mm dia; vertical pipework; inc conc surround | 57.62 | m
[7 empty] | 2 | 3 | 4 | A | 0 | Floor gully; grating and frame to load class D400; 2 or 3 courses of engineering brickwork; 100mm concrete surround; 300mm x 600mm precast concrete gully pot with 100mm trapped outlet, stopper and chain; including all necessary accessories, fixings and fittings; refer detail drawing KYN-CSP-NB-XX-DR-D-9012 and specification KYH-CSP-NB-XX-RP-S-0006 civil & structural specification Accessories FG connected with 100mm dia | 13 | nr |  | Beam & block floor; 200mm thick; 6m max spans; 100mm blocks | 58.98 | m2
[7 empty] | 2 | 3 | 4 | B | 0 | 300mm wide stainless steel (316) drainage channel with antislip HD square mesh grating with trapped gully pot all by component development (product code 3210rs, 5300), 4001; complete including all necessary civil work; refer drawings and specification KYH-CSP-NB-XX-RP-S-0008 Accessories drainage channel (assumed approx 1m long), with antislip HD square mesh grating with trapped gully connected to 100mm dia | 6 | nr |  | Main channel; 300 dia | 154.39 | nr
[7 empty] | 2 | 3 | 4 | C | 0 | Grease trap; manufacturer; Klargester NSG04 or similar approved; cover type double seal, cover grade C250, cover size 600mm x 600mm; refer drawings and specification KYH-CSP-NB-XX-RP-S-0006 civil & structural specification Accessories grease trap | 1 | nr |  | D400 cover & frame; 600 x 600/450; inc 3 courses of brickwork | 231.27 | nr
[7 empty] | 2 | 3 | 4 | D | 0 | Cover and frame for manhole to be double sealed; (excavation and In-situ chamber measure separately); work shall be in accordance with specification; and specification KYH-CSP-NB-XX-RP-S-0006 civil & structural specification Manholes (cover and frame) cover load B125; cover size; 600mm x 600mm | 5 | nr |  | B125 cover & frame; 600 x 600/450; inc 3 courses of brickwork | 195.87 | nr
[7 empty] | 2 | 3 | 4 | E | 0 | cover load C250; cover size; 600mm x 600mm | 4 | nr |  | UPVC Draw pit/valve pit/fire hydrant pit; 600 x 600mm; A15 C&F; depth to invert: EO for C250 cover & frame | 53.1 | nr
[7 empty] | 2 | 3 | 5 | A | 0 | Foul pumping system Foul pump chamber; required storage volume 7.5m3 below lowest invert level; 2.5m3 above high water level; with dual Macerator pumps and agitator; flow rate 2l/s; fitted into tank to suit site requirements; davit socket (optional) supplied loose; vent pipe, access cover and frame supplied loose; with concrete surround; pipe coupling (optional PIMS supply); level control floats; cable duct connection; pumps on self locating quick release couplings; sockets for sewer connections, fitted to tank to suit site requirements; 5 nominal internal chamber depths 2000-4500 (500mm increments); 1800mm internal diameter; complete including excavation, backfilling, disposal, and dewatering if any, contractor design earthwork support and all as necessary works; refer detail drawing KYN-CSP-NB-XX-DR-D-9013 and specification KYH-CSP-NB-XX-RP-S-0006 civil & structural specification Pump chamber depth to invert 4.5m, size 1800mm x 1800mm, cover grade B125, cover type dual seal, cover size 600mm x 600mm; ref.FMH-B05 | 1 | nr |  | Delta dual V3 sump pump chamber; S&F; M&E by others | 1931.67 | nr
[7 empty] | 2 | 3 | 5 | B | 0 | General pricing points Testing & Commissioning interim and final testing of private gravity drain s | 1 | ITEM |  | Re-test drains on completion | 1.53 | m
[7 empty] | 2 | 3 | 5 | C | 0 | water testing of manholes and inspection chambers | 1 | ITEM |  | Hydraulic testing of water main | 1180 | item
[7 empty] | 2 | 3 | 5 | D | 0 | testing of ancillary components | 1 | ITEM |  | WAC tests; per suite/large site; 5nr full sets | 1180 | nr
[7 empty] | 2 | 3 | 5 | E | 0 | C.C.T.V. Surveys provide for CCTV survey of all pipework, manholes and chambers; following construction / prior to handover all in accordance with the engineers recommendations | 1 | ITEM |  | CCTV survey | 2124 | item
[7 empty] | 2 | 3 | 5 | F | 0 | As built Drawings generally | 1 | ITEM |  | Drawings | 23.6 | wk
[7 empty] | 2 | 3 | 6 | A | 0 | Operating and maintenance manuals generally | 1 | ITEM |  | Hoist operator (nr 2) inc O/T | 1239 | wk
[7 empty] | 2 | 3 | 6 | B | 0 | Protection warning marker tape | 197 | m |  | EO for warning tape | 0.53 | m
[7 empty] | 2 | 4 | 1 | A | 0 | C SUBSTRUCTURES C SUBSTRUCTURES The following works have been measured in accordance with SMM7. The only departures from SMM7 are in connection with various pricing points where sufficient details are not available . Pile caps, edge thickening E In Situ Concrete / Large Precast Concrete E10 Mixing/Casting/Curing in situ concrete Blinding below raft and pile caps; grade C16/20; including all necessary accessories required to complete the work; refer drawing no. KYN-CSP-NB-FO-DR-S-3002; refer general notes. KYN-CSP-NB-XX-DR-S-1001, specification KYH-CSP-NB-XX-RP-S-0006 clause E10 Beds thickness not exceeding 150 mm; 50 mm thick | 15 | m3 |  | Pile caps / foundations | 171.13 | m3
[7 empty] | 2 | 4 | 1 | B | 0 | Mass concrete; grade C16/20; including all necessary accessories required to complete the work; refer drawing no. KYN-CSP-NB-FO-DR-S-3002; refer general notes. KYN-CSP-NB-XX-DR-S-1001, specification KYH-CSP-NB-XX-RP-S-0006 clause E10 Beds thickness not exceeding 150 mm; 50 mm thick | 3 | m3 |  | Bed; 150-450mm thk | 329.46 | m3
[7 empty] | 2 | 4 | 2 | A | 0 | Reinforced concrete construction with water proof concrete; concrete designation C32/40; design chemical class - DC-3z; consistence class - S3; chloride class - CL 0.40; in accordance with BS 8500-1; including all accessories to complete the work; all in accordance with concrete specification; refer drawing no. KYN-CSP-NB-FO-DR-S-3002; refer general notes. KYN-CSP-NB-XX-DR-S-1001, specification KYH-CSP-NB-XX-RP-S-0006 clause E10/132 Foundations generally; to pile caps | 45 | m3 |  | Pile caps / foundations | 171.13 | m3
[7 empty] | 2 | 4 | 2 | B | 0 | generally; to strip footings | 176 | m3 |  | Strip footings | 192.07 | m3
[7 empty] | 2 | 4 | 2 | C | 0 | generally; to capping beam | 96 | m3 |  | Capping beam; 900 x 750; inc exc, C/A, L&C, EWS, W/S, C40 conc, fwk, rebar 150kg/m3, trowel. Excludes breakdown piles | 443.44 | m
[7 empty] | 2 | 4 | 2 | D | 0 | E20 Formwork for in situ concrete Formwork for in situ concrete; to maintain specified dimensioning tolerances of finished concrete structure; including all necessary accessories to complete the work; including all accessories to complete the work; refer drawing no. KYN-CSP-NB-FO-DR-S-3002; refer general notes. KYN-CSP-NB-XX-DR-S-1001, specification KYH-CSP-NB-XX-RP-S-0006 Sides of foundations plain vertical; height exceeding 1.00 m; to capping beam | 7 | m2 |  | Soffit of capping beam; 500-1m; cut to profile of contiguous/secant/sheet piles | 74.29 | m
[7 empty] | 2 | 4 | 2 | E | 0 | plain vertical; height 500 mm - 1.00 m; to pile caps | 144 | m |  | 5 pile (600dia); 3450x3450x1800; Exc, C/A, EWS, W/S, L&C, 50 blinding, C40 conc, fwk, 120kg/m3 rebar, cut down piles | 26363.11 | nr
[7 empty] | 2 | 4 | 2 | F | 0 | plain vertical; height 500 mm - 1.00 m; to strip footings | 193 | m |  | Strip footings | 192.07 | m3
[7 empty] | 2 | 4 | 2 | G | 0 | plain vertical; height 500 mm - 1.00 m; to capping beam | 311 | m |  | Capping beam; 900 x 750; inc exc, C/A, L&C, EWS, W/S, C40 conc, fwk, rebar 150kg/m3, trowel. Excludes breakdown piles | 443.44 | m
[7 empty] | 2 | 4 | 3 | A | 0 | E30 Reinforcement for in situ concrete Reinforcement bars; grade 500N/mm2 to BS 4449, BS 4482, BS 4483 or BS 6744; including all lap lengths; and adhering to sustainability requirement of sourcing recycled content (if required); including necessary works; refer general notes. KYN-CSP-NB-XX-DR-S-1001, specification KYH-CSP-NB-XX-RP-S-0006 & reinforcement estimate KYH-CSP-NB-XX-RP-S-0010 & reinforcement estimate KYH-CSP-NB-XX-RP-S-0010 Bar to pile caps; density assumed 250kg/m3 | 11.17 | t |  | Reinforcement (250kg/m3) | 40.25 | m
[7 empty] | 2 | 4 | 3 | B | 0 | to strip footings; density assumed 250kg/m3 | 43.98 | t |  | Strip footings | 192.07 | m3
[7 empty] | 2 | 4 | 3 | C | 0 | to capping beams; density 250kg/m3 | 23.76 | t |  | Capping beam; 900 x 750; inc exc, C/A, L&C, EWS, W/S, C40 conc, fwk, rebar 150kg/m3, trowel. Excludes breakdown piles | 443.44 | m
[7 empty] | 2 | 4 | 3 | D | 0 | allow for provision of all chairs/spacers required to support reinforcement. | 1 | ITEM |  | Allowance for chairs & non structural rebar | 1769.62 | tonne
[7 empty] | 2 | 4 | 3 | E | 0 | Basement Liner Wall Tanking - to waterproofing requirements J Waterproofing J40 Flexible sheet tanking/damp proofing Flexible sheet waterproofing/ damp proofing; manufacturer: CETCO; product reference: Voltex; including preparation of surface and all necessary accessories to complete the installation as per manufacturer's standards; refer drawing no. KYN-CSP-NB-XX-DR-S-8005, general notes. KYN-CSP-NB-XX-DR-S-1001, specification KYH-CSP-NB-XX-RP-S-0006 clause J40 115 Tanking and damp proofing plain areas; vertical; grade 2 | 159 | m2 |  | Impervious tanking membrane; horizontal | 6.91 | m2
[7 empty] | 2 | 4 | 3 | F | 0 | plain areas; vertical; with cavity drain; grade 2 but achieves 3 | 363 | m2 |  | Cetco Aquadrain 8mm cavity drain; vertical | 21.3 | m2
[7 empty] | 2 | 4 | 3 | G | 0 | plain areas; vertical; with cavity drain; grade 2 | 554 | m2 |  | Platon multi cavity drain; vertical | 20.69 | m2
[7 empty] | 2 | 4 | 4 | A | 0 | Delta membrane MS500 or similar approved; including preparation of surface and all necessary accessories to complete the installation as per manufacturer's standards; refer drawing no. KYN-CSP-NB-XX-DR-S-8006, general notes. KYN-CSP-NB-XX-DR-S-1001 Tanking and damp proofing plain areas; vertical | 887 | m2 |  | Delta MS500 cavity drain; vertical | 28.4 | m2
[7 empty] | 2 | 4 | 4 | B | 0 | Polymer modified coating to wall and ceiling applied to prepared background; including preparation of surface and all necessary accessories to complete the installation as per manufacturer's standards; refer drawing no. KYN-CSP-NB-XX-DR-S-8006, general notes. KYN-CSP-NB-XX-DR-S-1001 Tanking and damp proofing plain areas; horizontal | 51 | m2 |  | Synthaprufe; 2 coats; horz | 21.92 | m2
[7 empty] | 2 | 4 | 4 | C | 0 | plain areas; vertical | 51 | m2 |  | Terram; vertical | 2.15 | m2
[7 empty] | 2 | 4 | 4 | D | 0 | Basement liner wall E In Situ Concrete / Large Precast Concrete E10 Mixing/Casting/Curing in situ concrete Reinforced concrete construction with water proof concrete; concrete designation C32/40; design chemical class - DC-3z; consistence class - S3; chloride class - CL 0.40; in accordance with BS 8500-1; including all accessories to complete the work; all in accordance with concrete specification; refer drawing no. KYN-CSP-NB-FO-DR-S-3002; refer general notes. KYN-CSP-NB-XX-DR-S-1001, specification KYH-CSP-NB-XX-RP-S-0006 clause E10/132 Walls thickness 150 - 450 mm; to liner walls | 274 | m3 |  | Liner walls; 150-450mm thk | 223.28 | m3
[7 empty] | 2 | 4 | 5 | A | 0 | E20 Formwork for in situ concrete Formwork for in situ concrete; to maintain specified dimensioning tolerances of finished concrete structure; including all necessary accessories to complete the work; including all accessories to complete the work; refer drawing no. KYN-CSP-NB-FO-DR-S-3002; refer general notes. KYN-CSP-NB-XX-DR-S-1001, specification KYH-CSP-NB-XX-RP-S-0006 Walls vertical; to liner walls | 135 | m2 |  | EO Walls; for building in end of pipes/pentrations, 2000 - 3000mm dia; b/s | 521.69 | nr
[7 empty] | 2 | 4 | 5 | B | 0 | vertical; left in; to liner walls | 135 | m2 |  | EO liner walls for constructing top down | 17.7 | m2
[7 empty] | 2 | 4 | 5 | C | 0 | vertical; height > 3.00 m above floor level; to liner walls | 753 | m2 |  | 215mm thick precast concrete walls; 3.200m high | 1079.78 | m
[7 empty] | 2 | 4 | 5 | D | 0 | vertical; height > 3.00 m above floor level; left in; to liner walls | 753 | m2 |  | Edge protection barriers (3m high; floor to ceiling) to slab edges, left in place after our works for 6 weeks; full height posts anchored top & bottom | 23.56 | m
[7 empty] | 2 | 4 | 5 | E | 0 | Wall ends, soffits and step in walls plain; width not exceeding 250mm | 4 | m |  | Step in soffit; ne 250; sloping face | 37.79 | m
[7 empty] | 2 | 4 | 5 | F | 0 | plain; width 250 - 500mm | 2 | m |  | Plain; isolation joint; 25mm filler; 300-600mm | 13.54 | m
[7 empty] | 2 | 4 | 5 | G | 0 | Extra over a basic finish for formed finishes walls; ordinary finish | 887 | m2 |  | Renderoc applied finish to walls in lieu of formed finish | 29.5 | m2
[7 empty] | 2 | 4 | 5 | H | 0 | E30 Reinforcement for in situ concrete Reinforcement bars; grade 500N/mm2 to BS 4449, BS 4482, BS 4483 or BS 6744; straight or bent as per reinforcement details; including all lap lengths; and adhering to sustainability requirement of sourcing recycled content (if required); including necessary works; refer general notes. KYN-CSP-NB-XX-DR-S-1001, specification KYH-CSP-NB-XX-RP-S-0006 & reinforcement estimate KYH-CSP-NB-XX-RP-S-0010 Bar to walls; density 150kg/m3 | 41 | t |  | Reinforcement (250kg/m3) | 40.25 | m
[7 empty] | 2 | 4 | 6 | A | 0 | General pricing point allow for concrete fill between secant pile & liner walls | 670 | m2 |  | RC wall to 600dia piles at 450c/s in W/P C40 (wall & void), rebar, fwk o/s, kicker, waterstops, WP membrane, clean piles | 926.21 | m
[7 empty] | 2 | 4 | 6 | B | 0 | allow for H20 dowels, 600mm long; HILTI HIT-HY 200-A resing; to capping beam; drawing no. KYN-CSP-NB-00-DR-S-3036 | 603 | nr |  | Drill & grout S/S 16 dowel bars; Hilti HIT resin; 4250mm lg | 63.27 | nr
[7 empty] | 2 | 4 | 6 | C | 0 | allow for H20 dowels, 600mm long; HILTI HIT-HY 200-A resing; to secant piles; drawing no. KYN-CSP-NB-00-DR-S-3036 | 668 | nr |  | Drill & grout S/S 16 dowel bars; Hilti HIT resin; 4250mm lg | 63.27 | nr
[7 empty] | 2 | 4 | 6 | D | 0 | allow for waterstop RX101; drawing no. KYN-CSP-NB-XX-DR-S-8005 | 164 | m |  | Hydrophillic waterstop (RX101/500S) | 16.23 | m
[7 empty] | 2 | 4 | 6 | E | 0 | allow for bentoseal; drawing no. KYN-CSP-NB-XX-DR-S-8006 | 151 | m |  | Detailing to combiseal; angles, fillets, junctions, intersections, etc | 0.5 | item
[7 empty] | 2 | 4 | 6 | F | 0 | Sump pump requirements to lightwells E In Situ Concrete / Large Precast Concrete E10 Mixing/Casting/Curing in situ concrete Blinding below raft and pile caps; grade C16/20; including all necessary accessories required to complete the work; refer drawing no. KYN-CSP-NB-FO-DR-S-3002; refer general notes. KYN-CSP-NB-XX-DR-S-1001, specification KYH-CSP-NB-XX-RP-S-0006 clause E10 Beds thickness not exceeding 150 mm; 50 mm thick | 2 | m3 |  | Steps in slabs/Upstands/Pit walls/Sumps; 150-450 | 222.35 | m3
[7 empty] | 2 | 4 | 7 | A | 0 | Reinforced concrete construction with water proof concrete; concrete designation C32/40; design chemical class - DC-3z; consistence class - S3; chloride class - CL 0.40; in accordance with BS 8500-1; including all accessories to complete the work; all in accordance with concrete specification; refer drawing no. KYN-CSP-NB-FO-DR-S-3002; refer general notes. KYN-CSP-NB-XX-DR-S-1001, specification KYH-CSP-NB-XX-RP-S-0006 clause E10/132 Foundations Beds thickness 150 - 450 mm | 7 | m3 |  | Bed; 150-450mm thk | 329.46 | m3
[7 empty] | 2 | 4 | 7 | B | 0 | Slabs thickness not exceeding 150 mm; 50 mm thick | 4 | m3 |  | Slabs; 150-450mm thk; sloping | 192.83 | m3
[7 empty] | 2 | 4 | 7 | C | 0 | Walls thickness 150 - 450 mm | 17 | m3 |  | Walls; 150-450 | 205.92 | m3
[7 empty] | 2 | 4 | 7 | D | 0 | E20 Formwork for in situ concrete Formwork for in situ concrete; to maintain specified dimensioning tolerances of finished concrete structure; including all necessary accessories to complete the work; including all accessories to complete the work; refer drawing no. KYN-CSP-NB-FO-DR-S-3002; refer general notes. KYN-CSP-NB-XX-DR-S-1001, specification KYH-CSP-NB-XX-RP-S-0006 Sides of ground beams and edges of beds plain vertical; height not exceeding 250mm | 63 | m |  | Ground beams & edge of bed; 250-500 | 20.9 | m
[7 empty] | 2 | 4 | 7 | E | 0 | Edges of suspended slabs plain vertical; height not exceeding 250mm | 76 | m |  | Edges of slabs & openings; ne 250; sloping | 14.89 | m
[7 empty] | 2 | 4 | 7 | F | 0 | Soffits of slabs slab thickness not exceeding 200mm; height to soffit not exceeding 1.50m | 17 | m2 |  | Soffit of slabs; 4.5-6.0m | 50.05 | m2
[7 empty] | 2 | 4 | 8 | A | 0 | Soffits of slabs slab thickness not exceeding 200mm; height to 1.50 - 3.00 m | 7 | m2 |  | Soffit of slabs; 3.0-4.5m | 37.94 | m2
[7 empty] | 2 | 4 | 8 | B | 0 | Walls thickness 150 - 450 mm | 123 | m2 |  | Walls; 150-450 | 205.92 | m3
[7 empty] | 2 | 4 | 8 | C | 0 | E30 Reinforcement for in situ concrete Reinforcement bars; grade 500N/mm2 to BS 4449, BS 4482, BS 4483 or BS 6744; including all lap lengths; and adhering to sustainability requirement of sourcing recycled content (if required); including necessary works; refer general notes. KYN-CSP-NB-XX-DR-S-1001, specification KYH-CSP-NB-XX-RP-S-0006 & reinforcement estimate KYH-CSP-NB-XX-RP-S-0010 Bar to manholes; density 175kg/m3 | 4.63 | t |  | Reinforcement (250kg/m3) | 40.25 | m
[7 empty] | 2 | 4 | 8 | D | 0 | Ground slab Ground bearing slab; including associated damp proofing E In Situ Concrete / Large Precast Concrete E10 Mixing/Casting/Curing in situ concrete Blinding below raft and pile caps; grade C16/20; including all necessary accessories required to complete the work; refer drawing no. KYN-CSP-NB-FO-DR-S-3002; refer general notes. KYN-CSP-NB-XX-DR-S-1001, specification KYH-CSP-NB-XX-RP-S-0006 clause E10 Beds thickness not exceeding 150 mm; 50 mm thick | 58 | m3 |  | Bed inc C40 conc, 50 blinding, rebar, float fin, cellcore | 357.06 | m2
[7 empty] | 2 | 4 | 9 | A | 0 | Mass concrete; grade C16/20; including all necessary accessories required to complete the work; refer drawing no. KYN-CSP-NB-FO-DR-S-3002; refer general notes. KYN-CSP-NB-XX-DR-S-1001, specification KYH-CSP-NB-XX-RP-S-0006 clause E10 Beds thickness not exceeding 150 mm | 2 | m3 |  | Bed; 150-450mm thk | 329.46 | m3
[7 empty] | 2 | 4 | 9 | B | 0 | Reinforced concrete construction with water proof concrete; concrete designation C32/40; design chemical class - DC-3z; consistence class - S3; chloride class - CL 0.40; in accordance with BS 8500-1; including all accessories to complete the work; all in accordance with concrete specification; refer drawing no. KYN-CSP-NB-FO-DR-S-3002; refer general notes. KYN-CSP-NB-XX-DR-S-1001, specification KYH-CSP-NB-XX-RP-S-0006 clause E10/132 Beds thickness 150 - 450 mm | 295 | m3 |  | Bed; 150-450mm thk | 329.46 | m3
[7 empty] | 2 | 4 | 9 | C | 0 | thickness exceeding 450 mm | 179 | m3 |  | Excavate trenches for 450mm dia pipes; backfill with SEM; dispose of surplus off site; depth to invert: 6 - 6.25m | 441.82 | m
[7 empty] | 2 | 4 | 9 | D | 0 | E20 Formwork for in situ concrete Formwork for in situ concrete; to maintain specified dimensioning tolerances of finished concrete structure; including all necessary accessories to complete the work; including all accessories to complete the work; refer drawing no. KYN-CSP-NB-FO-DR-S-3002; refer general notes. KYN-CSP-NB-XX-DR-S-1001, specification KYH-CSP-NB-XX-RP-S-0006 Sides of ground beams and edges of beds plain vertical; height 250 mm - 500 mm | 116 | m |  | Ground beams & edge of bed; 250-500 | 20.9 | m
[7 empty] | 2 | 4 | 9 | E | 0 | plain vertical; height 500 mm - 1.00 m | 48 | m |  | 500g visqueen (125mu); vertical | 1.88 | m2
[7 empty] | 2 | 4 | 9 | F | 0 | Steps in top surfaces plain vertical; height 250 mm - 500 mm | 34 | m |  | Step in top surface; 250-500 | 28.09 | m
[7 empty] | 2 | 4 | 10 | A | 1 | Wall kickers generally | 345 | m |  | Wall kickers | 28.01 | m
[7 empty] | 2 | 4 | 10 | B | 1 | Mortices girth 1.00 m - 2.00 m; depth tbc | 1 | nr |  | Tree pit; 1.2m dia M/H ring x 1.2m dp; filled with topsoil | 446.39 | nr
[7 empty] | 2 | 4 | 10 | C | 1 | E30 Reinforcement for in situ concrete Reinforcement bars; grade 500N/mm2 to BS 4449, BS 4482, BS 4483 or BS 6744; straight or bent as per reinforcement details; including all lap lengths; and adhering to sustainability requirement of sourcing recycled content (if required); including necessary works; refer general notes. KYN-CSP-NB-XX-DR-S-1001, specification KYH-CSP-NB-XX-RP-S-0006 & reinforcement estimate KYH-CSP-NB-XX-RP-S-0010 Bar to base slab; density varying | 75.6 | t |  | Reinforcement (250kg/m3) | 40.25 | m
[7 empty] | 2 | 4 | 10 | D | 1 | E41 Worked finishes/Cutting to in situ concrete Trowelled finish; including all required works; refer general notes. KYN-CSP-NB-XX-DR-S-1001, specification KYH-CSP-NB-XX-RP-S-0006 Plain finish to top surface ground bearing slabs | 473 | m2 |  | Trowel finish; sloping; falls & cross falls | 7 | m2
[7 empty] | 2 | 4 | 10 | E | 1 | Smooth floated finish; including all required works; refer general notes. KYN-CSP-NB-XX-DR-S-1001, specification KYH-CSP-NB-XX-RP-S-0006 Plain finish to top surface ground bearing slabs | 700 | m2 |  | General/All | 12.25 | m2
[7 empty] | 2 | 4 | 11 | A | 1 | J Waterproofing J40 Flexible sheet tanking/damp proofing Flexible sheet waterproofing/ damp proofing; manufacturer: CETCO; product reference: Voltex; including preparation of surface and all necessary accessories to complete the installation as per manufacturer's standards; refer drawing no. KYN-CSP-NB-XX-DR-S-8005, general notes. KYN-CSP-NB-XX-DR-S-1001, specification KYH-CSP-NB-XX-RP-S-0006 clause J40 115 Tanking and damp proofing plain areas; horizontal; grade 2 but achieves grade 3 | 960 | m2 |  | Voltex; seal at junctions; 40 x 40 fillet granules paste | 13.26 | m
[7 empty] | 2 | 4 | 11 | B | 1 | plain areas; horizontal; grade 3 | 489 | m2 |  | Form sloping surface, grade & compact | 3.02 | m2
[7 empty] | 2 | 4 | 11 | C | 1 | plain areas; vertical | 431 | m2 |  | Terram; vertical | 2.15 | m2
[7 empty] | 2 | 4 | 11 | D | 1 | Volseal 200; including preparation of surface and all necessary accessories to complete the installation as per manufacturer's standards; refer drawing no. KYN-CSP-NB-XX-DR-S-8005, general notes. KYN-CSP-NB-XX-DR-S-1001, specification KYH-CSP-NB-XX-RP-S-0006 clause J40 115 Tanking and damp proofing plain areas; horizontal; to top of piles | 36 | m2 |  | RIW Toughseal (2pt epoxy); 2 coats; vert | 42.21 | m2
[7 empty] | 2 | 4 | 11 | E | 1 | Visqueen or similar approved bond breaker to capping beam; including preparation of surface and all necessary accessories to complete the installation as per manufacturer's standards; refer drawing no. KYN-CSP-NB-XX-DR-S-8005, general notes. KYN-CSP-NB-XX-DR-S-1001, specification KYH-CSP-NB-XX-RP-S-0006 clause J40 115 Tanking and damp proofing plain areas; vertical | 76 | m2 |  | Capping beam; 900 x 750; inc exc, C/A, L&C, EWS, W/S, C40 conc, fwk, rebar 150kg/m3, trowel. Excludes breakdown piles | 443.44 | m
[7 empty] | 2 | 4 | 11 | F | 1 | plain areas; vertical | 46 | m2 |  | Terram; vertical | 2.15 | m2
[7 empty] | 2 | 4 | 12 | A | 1 | P Building fabric sundries P10 Sundry insulation/proofing work/fire stops Extruded polystyrene (XPS) boards; 150mm thick insulation to car park area; including preparation of surface and all necessary accessories to complete the installation as per manufacturer's standards; refer drawing no. KYN-CSP-NB-B2-DR-S-3016, general notes. KYN-CSP-NB-XX-DR-S-1001, specification KYH-CSP-NB-XX-RP-S-0006 Boards plain areas; horizontal; 150mm thick | 451 | m2 |  | Insulation; XPS CB-RT03; 155mm thk; horz | 27.76 | m2
[7 empty] | 2 | 4 | 12 | B | 1 | Clay heave to underside of slab where required General pricing point allow for 160mm cellcore HX S 13/18; refer drawing no. KYN-CSP-NB-XX-DR-S-8007 | 770 | m2 |  | Cellcore; 220mm; HX B 24/32; under concrete 660-900mm | 35.38 | m2
[7 empty] | 2 | 4 | 12 | C | 1 | allow for extra concrete of varying thickness for creating slope in car park area | 451 | m2 |  | Slabs; ex 450mm thk; sloping | 185.91 | m3
[7 empty] | 2 | 4 | 12 | D | 1 | Form lift pits where required E In Situ Concrete / Large Precast Concrete E10 Mixing/Casting/Curing in situ concrete Blinding below raft and pile caps; grade C16/20; including all necessary accessories required to complete the work; refer drawing no. KYN-CSP-NB-FO-DR-S-3002; refer general notes. KYN-CSP-NB-XX-DR-S-1001, specification KYH-CSP-NB-XX-RP-S-0006 clause E10 Beds thickness not exceeding 150 mm; 50 mm thick | 5 | m3 |  | Concrete bed; 300thk C40; 2 layers A252; 150thk 6F2; exc & c/a; B/O & dispose on completion | 158.22 | m2
[7 empty] | 2 | 4 | 13 | A | 1 | Reinforced concrete construction with water proof concrete; concrete designation C32/40; design chemical class - DC-3z; consistence class - S3; chloride class - CL 0.40; in accordance with BS 8500-1; including all accessories to complete the work; all in accordance with concrete specification; refer drawing no. KYN-CSP-NB-FO-DR-S-3002; refer general notes. KYN-CSP-NB-XX-DR-S-1001, specification KYH-CSP-NB-XX-RP-S-0006 clause E10/132 Beds thickness exceeding 450 mm | 66 | m3 |  | Bed; 150-450mm thk | 329.46 | m3
[7 empty] | 2 | 4 | 13 | B | 1 | Walls thickness 150 - 450 mm; to core walls | 15 | m3 |  | Core walls; jumpform; 150-450mm thk | 240.52 | m3
[7 empty] | 2 | 4 | 13 | C | 1 | E20 Formwork for in situ concrete Formwork for in situ concrete; to maintain specified dimensioning tolerances of finished concrete structure; including all necessary accessories to complete the work; including all accessories to complete the work; refer drawing no. KYN-CSP-NB-FO-DR-S-3002; refer general notes. KYN-CSP-NB-XX-DR-S-1001, specification KYH-CSP-NB-XX-RP-S-0006 Sides of ground beams and edges of beds plain vertical; height 500 mm - 1.00 m | 102 | m |  | Ground beams & edge of bed; 250-500 | 20.9 | m
[7 empty] | 2 | 4 | 13 | D | 1 | Walls vertical; to core walls | 98 | m2 |  | Core walls; jumpform; 150-450mm thk | 240.52 | m3
[7 empty] | 2 | 4 | 14 | A | 1 | E30 Reinforcement for in situ concrete Reinforcement bars; grade 500N/mm2 to BS 4449, BS 4482, BS 4483 or BS 6744; straight or bent as per reinforcement details; including all lap lengths; and adhering to sustainability requirement of sourcing recycled content (if required); including necessary works; refer general notes. KYN-CSP-NB-XX-DR-S-1001, specification KYH-CSP-NB-XX-RP-S-0006 & reinforcement estimate KYH-CSP-NB-XX-RP-S-0010 Bar to base slab; density 125kg/m3 | 7.2 | t |  | Reinforcement (250kg/m3) | 40.25 | m
[7 empty] | 2 | 4 | 14 | B | 1 | to walls; density 200kg/m3 | 2.94 | t |  | Reinforcement; in walls; allow 200kg/m3 | 1769.62 | t
[7 empty] | 2 | 4 | 14 | C | 1 | J Waterproofing J40 Flexible sheet tanking/damp proofing Flexible sheet waterproofing/ damp proofing; manufacturer: CETCO; product reference: Voltex; including preparation of surface and all necessary accessories to complete the installation as per manufacturer's standards; refer drawing no. KYN-CSP-NB-XX-DR-S-8005, general notes. KYN-CSP-NB-XX-DR-S-1001, specification KYH-CSP-NB-XX-RP-S-0006 clause J40 115 Tanking and damp proofing plain areas; vertical | 34 | m2 |  | Voltex; seal at junctions; 40 x 40 fillet granules paste | 13.26 | m
[7 empty] | 2 | 4 | 14 | D | 1 | General pricing point allow for waterstop RX101; drawing no. KYN-CSP-NB-XX-DR-S-8005 | 74 | m |  | Hydrophillic waterstop (RX101/500S) | 16.23 | m
[7 empty] | 2 | 4 | 14 | E | 1 | allow for Flicor EPS infill units | 31 | m3 |  | 50mm compressible EPS movement joint filler; 250mm wide between toe and slab/ground beam | 30.81 | m
[7 empty] | 2 | 4 | 14 | F | 1 | allow for temporary ground support; refer drawing no. KYN-CSP-NB-B1-DR-S-3021 | 1 | ITEM |  | Temporary works; Groundforce hydraulic propping to secant piles, MP500's, MP250, plunge piles, | 0 | item
[7 empty] | 3 | 1 | 1 | A | 0 | D FRAME D FRAME The following works have been measured in accordance with SMM7. The only departures from SMM7 are in connection with various pricing points where sufficient details are not available . Concrete Frame (RC upper floors included in Element E) E In Situ Concrete / Large Precast Concrete E10 Mixing/Casting/Curing in situ concrete Reinforced concrete construction; concrete designation C32/40; design chemical class - DC-3z; consistence class - S3; chloride class - CL 0.40; in accordance with BS 8500-1; including all accessories to complete the work; all in accordance with concrete specification; refer drawing no. KYN-CSP-NB-FO-DR-S-3002; refer general notes. KYN-CSP-NB-XX-DR-S-1001, specification KYH-CSP-NB-XX-RP-S-0006 clause E10/132 Walls thickness 150 - 450 mm; to core walls | 289 | m3 |  | C40 W/P conc, fwk, rebar, exc, C/A, EWS, W/S, L&C, 50 blinding, rebate | 325.24 | m
[7 empty] | 3 | 1 | 1 | B | 0 | thickness 150 - 450 mm; to RC walls | 76 | m3 |  | Walls; ex 450mm thk | 283.82 | m3
[7 empty] | 3 | 1 | 1 | C | 0 | Beams generally | 90 | m3 |  | Beams; | 2746.12 | t
[7 empty] | 3 | 1 | 1 | D | 0 | Columns generally | 135 | m3 |  | 400 x 400 x 4000hgh column cast onto side of existing column; drill & dowel 2 rows at 200 c/s | 1781.59 | nr
[7 empty] | 3 | 1 | 1 | E | 0 | generally; to plinth for steel columns | 1 | m3 |  | Columns in steel frames; various components; primed; inc bolts, nuts, washers, end plates, etc | 2902.8 | t
[7 empty] | 3 | 1 | 2 | A | 0 | E20 Formwork for in situ concrete Formwork for in situ concrete; to maintain specified dimensioning tolerances of finished concrete structure; including all necessary accessories to complete the work; including all accessories to complete the work; refer drawing no. KYN-CSP-NB-FO-DR-S-3002; refer general notes. KYN-CSP-NB-XX-DR-S-1001, specification KYH-CSP-NB-XX-RP-S-0006 Walls vertical; to core walls | 148 | m2 |  | EO Walls; for building in end of pipes/pentrations, 2000 - 3000mm dia; b/s | 521.69 | nr
[7 empty] | 3 | 1 | 2 | B | 0 | vertical; height > 3.00 m above floor level; to core walls | 2780 | m2 |  | Walls; ne 3m high | 38.1 | m2
[7 empty] | 3 | 1 | 2 | C | 0 | vertical; height > 3.00 m above floor level; to RC walls | 728 | m2 |  | 900 slab + 300 x 1000 cols @ 1nr/20m2 +300 walls @ 1m/10m2 + 20% | 781.95 | m2
[7 empty] | 3 | 1 | 2 | D | 0 | Beams (40nr) attached to slabs; regular shaped, rectangular; height to soffit 1.5 - 3.0 m | 545 | m2 |  | Soffit of slabs; 1.5-3.0m; in basements | 40.91 | m2
[7 empty] | 3 | 1 | 2 | E | 0 | Columns (191nr) attached; regular shaped, rectangular | 6 | m2 |  | Columns; attached | 124.64 | m2
[7 empty] | 3 | 1 | 2 | F | 0 | isolated; regular shaped, rectangular | 1650 | m2 |  | Corbel; isolated; 257 x 600 x 600 | 169.55 | nr
[7 empty] | 3 | 1 | 2 | G | 0 | isolated; regular shaped, L shaped | 38 | m2 |  | Isolated beams; 3.0-4.5m; curved on elevation | 328.26 | m2
[7 empty] | 3 | 1 | 2 | H | 0 | generally; to plinth for steel columns | 1 | m3 |  | Columns in steel frames; various components; primed; inc bolts, nuts, washers, end plates, etc | 2902.8 | t
[7 empty] | 3 | 1 | 2 | J | 0 | Column plinths (18nr) isolated; regular shaped, square | 6 | m2 |  | 300mm thk plinth | 222.29 | m2
[7 empty] | 3 | 1 | 2 | K | 0 | Wall ends, soffits and step in walls plain; width not exceeding 250mm | 14 | m |  | Step in soffit; ne 250; sloping face | 37.79 | m
[7 empty] | 3 | 1 | 2 | L | 0 | plain; width 250 - 500mm | 2 | m |  | Plain; isolation joint; 25mm filler; 300-600mm | 13.54 | m
[7 empty] | 3 | 1 | 2 | M | 0 | Openings in walls plain; width not exceeding 250mm | 223 | m |  | Wall opngs; ne 250; slipform (24/7) | 158.9 | m
[7 empty] | 3 | 1 | 3 | A | 0 | Openings in walls plain; width 250 -500 mm | 10 | m |  | Wall opngs; 250-500; slipform (24/7) | 175.38 | m
[7 empty] | 3 | 1 | 3 | B | 0 | Extra over a basic finish for formed finishes walls; ordinary finish | 4621 | m2 |  | Renderoc applied finish to walls in lieu of formed finish | 29.5 | m2
[7 empty] | 3 | 1 | 3 | C | 0 | walls; plain finish | 539 | m2 |  | Walls; one sided; ex 3.0m high; curved | 121.41 | m2
[7 empty] | 3 | 1 | 3 | D | 0 | E30 Reinforcement for in situ concrete Reinforcement bars; grade 500N/mm2 to BS 4449, BS 4482, BS 4483 or BS 6744; including all lap lengths; and adhering to sustainability requirement of sourcing recycled content (if required); including necessary works; refer general notes. KYN-CSP-NB-XX-DR-S-1001, specification KYH-CSP-NB-XX-RP-S-0006 & reinforcement estimate KYH-CSP-NB-XX-RP-S-0010 & reinforcement estimate KYH-CSP-NB-XX-RP-S-0010 Bar to beams; density varies as per schedule | 41.46 | t |  | Reinforcement (250kg/m3) | 40.25 | m
[7 empty] | 3 | 1 | 3 | E | 0 | to walls; density varies as per schedule | 69.04 | t |  | Walls; one sided; irregular; narrow widths | 127.77 | m2
[7 empty] | 3 | 1 | 3 | F | 0 | to columns; 275kg/m3 | 37.03 | t |  | PC Columns; 225x600x3.0m; inc prop & grout | 475.23 | nr
[7 empty] | 3 | 1 | 3 | G | 0 | to column plinths; 150kg/m3 | 0.07 | t |  | 250mm solid PC floor plank; C40, 150kg/m3 | 127.54 | m2
[7 empty] | 3 | 1 | 3 | H | 0 | allow for provision of all chairs/spacers required to support reinforcement. | 1 | ITEM |  | Allowance for chairs & non structural rebar | 1769.62 | tonne
[7 empty] | 3 | 1 | 5 | D | 0 | General pricing points allow for thermal breaks; connection plates by Farrat Isolevel Ltd, product reference: Farrat TBF STRUKTRAT Structural Thermal Breaks; size 250x250mm x 25mm thick; refer specification KYH-CSP-NB-XX-RP-S-0006 clause E40/440 | 14 | nr |  | SchÃ¶ck thermal break (TB2) K40-CV35-V8-h180 balcony thermal break connections; | 173.61 | m
[7 empty] | 3 | 1 | 8 | F | 0 | General pricing points allow for 6 nr. L shaped B12 bars in each direction for new concrete plinths (count of plinths provided & plinth structure measured separately) | 18 | nr |  | 900 slab + 300 x 1000 cols @ 1nr/20m2 +300 walls @ 1m/10m2 + 20% | 781.95 | m2
[7 empty] | 3 | 2 | 1 | A | 0 | E UPPER FLOORS E UPPER FLOORS The following works have been measured in accordance with SMM7. The only departures from SMM7 are in connection with various pricing points where sufficient details are not available . Concrete upper floors including screed, except lower ground floor slab included below E In Situ Concrete / Large Precast Concrete E10 Mixing/Casting/Curing in situ concrete Reinforced concrete construction; concrete designation C32/40; design chemical class - DC-1; consistence class - S3; chloride class - CL 0.40; in accordance with BS 8500-1; including all accessories to complete the work; all in accordance with concrete specification; refer drawing no. KYN-CSP-NB-FO-DR-S-3002; refer general notes. KYN-CSP-NB-XX-DR-S-1001, specification KYH-CSP-NB-XX-RP-S-0006 clause E10/132 Beds thickness not exceeding 150 mm | 4 | m3 |  | Bed inc C40 conc, 50 blinding, rebar, float fin, cellcore | 357.06 | m2
[7 empty] | 3 | 2 | 1 | B | 0 | Slabs thickness 150 - 450 mm | 1069 | m3 |  | Slabs; 150-450mm thk; sloping | 192.83 | m3
[7 empty] | 3 | 2 | 1 | C | 0 | Upstands generally | 24 | m3 |  | Upstands; 500-1m | 43.22 | m
[7 empty] | 3 | 2 | 2 | A | 0 | Formwork for in situ concrete; to maintain specified dimensioning tolerances of finished concrete structure; including all necessary accessories to complete the work; including all accessories to complete the work; refer drawing no. KYN-CSP-NB-FO-DR-S-3002; refer general notes. KYN-CSP-NB-XX-DR-S-1001, specification KYH-CSP-NB-XX-RP-S-0006 Edges of suspended slabs plain vertical; height not exceeding 250 mm | 193 | m |  | Ground beams & edge of bed; 250-500; sloping | 25.08 | m
[7 empty] | 3 | 2 | 2 | B | 0 | plain vertical; height 250 - 500 mm | 524 | m |  | Upstands; 250-500 | 28.42 | m
[7 empty] | 3 | 2 | 2 | C | 0 | plain vertical; height 500 mm - 1.00 m | 7 | m |  | 500g visqueen (125mu); vertical | 1.88 | m2
[7 empty] | 3 | 2 | 2 | D | 0 | Sides of upstands plain vertical; height not exceeding 250 mm | 13 | m |  | Upstands; 250-500 | 28.42 | m
[7 empty] | 3 | 2 | 2 | E | 0 | plain vertical; height 250 - 500 mm | 70 | m |  | Upstands; 250-500 | 28.42 | m
[7 empty] | 3 | 2 | 2 | F | 0 | plain vertical; height 500 mm - 1.00 m | 313 | m |  | 500g visqueen (125mu); vertical | 1.88 | m2
[7 empty] | 3 | 2 | 2 | G | 0 | plain vertical; height exceeding 1.00 m | 58 | m2 |  | Vertical | 7.07 | m
[7 empty] | 3 | 2 | 2 | H | 0 | Steps in top surfaces plain vertical; height 250 - 500 mm | 38 | m |  | Step in top surface; 250-500 | 28.09 | m
[7 empty] | 3 | 2 | 2 | J | 0 | plain vertical; height 500 mm - 1.00 m | 20 | m |  | 500g visqueen (125mu); vertical | 1.88 | m2
[7 empty] | 3 | 2 | 2 | K | 0 | Steps in soffits plain vertical; height not exceeding 250 mm | 12 | m |  | Step in soffit; 250-500; sloping face | 62.51 | m
[7 empty] | 3 | 2 | 2 | L | 0 | plain vertical; height 250 - 500 mm | 39 | m |  | Upstands; 250-500 | 28.42 | m
[7 empty] | 3 | 2 | 2 | M | 0 | plain vertical; height 500 mm - 1.00 m | 18 | m |  | 500g visqueen (125mu); vertical | 1.88 | m2
[7 empty] | 3 | 2 | 2 | N | 0 | Soffits of slabs slab thickness 200 - 300 mm; height to soffit not exceeding 1.50 m; to lift overrun | 20 | m2 |  | Soffit of slabs; 3.0-4.5m; off sloping ground | 47.41 | m2
[7 empty] | 3 | 2 | 2 | P | 0 | slab thickness 200 - 300 mm; height to soffit 1.50 - 3.00 m | 25 | m2 |  | Soffit of slabs; 1.5-3.0m; in basements | 40.91 | m2
[7 empty] | 3 | 2 | 3 | A | 0 | Soffits of slabs slab thickness 800 - 900 mm; height to soffit 1.50 - 3.00 m | 12 | m2 |  | Soffit of slabs; 1.5-3.0m; in basements | 40.91 | m2
[7 empty] | 3 | 2 | 3 | B | 0 | slab thickness 800 - 900 mm; height to soffit 1.50 - 3.00 m | 102 | m2 |  | Soffit of slabs ex 500thk; 1.5-3.0m | 37.93 | m2
[7 empty] | 3 | 2 | 3 | C | 0 | slab thickness 200 - 300 mm; height to soffit 3.00 - 4.50 m | 3505 | m2 |  | Soffit of slabs; 3.0-4.5m; in basements | 43.57 | m2
[7 empty] | 3 | 2 | 3 | D | 0 | slab thickness 300 - 400 mm; height to soffit 10.50 - 12.00 m; to car lift top slab | 47 | m2 |  | Soffit of slabs; 3.0-4.5m; off sloping ground | 47.41 | m2
[7 empty] | 3 | 2 | 3 | E | 0 | E30 Reinforcement for in situ concrete Reinforcement bars; grade B500S to BS 4449; straight or bent as per reinforcement details; including all lap lengths; and adhering to sustainability requirement of sourcing recycled content (if required); including necessary works; refer general notes. KYN-CSP-NB-XX-DR-S-1001, specification KYH-CSP-NB-XX-RP-S-0006 Bar to suspended slabs; density varies | 141.5 | t |  | Various sizes 10-40mm dia; PT slabs 180/205/250/300mm; 4.5/5.13/6.25/7.50kg/m2; compliant | 1722.47 | tonne
[7 empty] | 3 | 2 | 3 | F | 0 | to upstands; density 100 kg/m3 assumed | 2.34 | t |  | Upstands; 500-1m | 43.22 | m
[7 empty] | 3 | 2 | 3 | G | 0 | E40 Designed joints in in situ concrete Thermal break by Max Frank of similar approved; including all associated accessories & works; reference drawing no. KYH-CSP-NB-01-DR-S-4011 Formed width 150 - 300 mm; 75mm wide in 275mm thick RC slab | 12 | m |  | SchÃ¶ck thermal break (TB2) K40-CV35-V8-h180 balcony thermal break connections; | 173.61 | m
[7 empty] | 3 | 2 | 3 | H | 0 | E41 Worked finishes/Cutting to in situ concrete Trowelled finish; including all required works; refer general notes. KYN-CSP-NB-XX-DR-S-1001, specification KYH-CSP-NB-XX-RP-S-0006 Trowelled finish to top surface of slabs | 76 | m2 |  | Trowel finish | 7.29 | m2
[7 empty] | 3 | 2 | 4 | A | 0 | Smooth floated finish; including all required works; refer general notes. KYN-CSP-NB-XX-DR-S-1001, specification KYH-CSP-NB-XX-RP-S-0006 Smooth float finish to top surface of slabs | 3758 | m2 |  | Skip float; to falls (Basic finish) | 3.64 | m2
[7 empty] | 3 | 2 | 4 | B | 0 | General pricing point allow for 150mm thick x 100mm high upstands to perimeter of slab for screed containment | 621 | m |  | Precast slab units; 3895 x 965 x 454-400mm thk; reinforcement 300kg/m3; bedded on shims and mortar | 2352.47 | m2
[7 empty] | 3 | 2 | 4 | C | 0 | Lower ground floor - RC Transfer slab E In Situ Concrete / Large Precast Concrete E10 Mixing/Casting/Curing in situ concrete Reinforced concrete construction; concrete designation C32/40; design chemical class - DC-1; consistence class - S3; chloride class - CL 0.40; in accordance with BS 8500-1; including all accessories to complete the work; all in accordance with concrete specification; refer drawing no. KYN-CSP-NB-FO-DR-S-3002; refer general notes. KYN-CSP-NB-XX-DR-S-1001, specification KYH-CSP-NB-XX-RP-S-0006 clause E10/132 thickness 150 - 450 mm | 514 | m3 |  | C40 W/P conc, fwk, rebar, exc, C/A, EWS, W/S, L&C, 50 blinding, rebate | 325.24 | m
[7 empty] | 3 | 2 | 4 | D | 0 | Formwork for in situ concrete; to maintain specified dimensioning tolerances of finished concrete structure; including all necessary accessories to complete the work; including all accessories to complete the work; refer drawing no. KYN-CSP-NB-FO-DR-S-3002; refer general notes. KYN-CSP-NB-XX-DR-S-1001, specification KYH-CSP-NB-XX-RP-S-0006 Edges of suspended slabs plain vertical; height 250 - 500 mm | 121 | m |  | Ground beams & edge of bed; 250-500; sloping | 25.08 | m
[7 empty] | 3 | 2 | 4 | E | 0 | plain vertical; height 500 mm - 1.00 m | 10 | m |  | 500g visqueen (125mu); vertical | 1.88 | m2
[7 empty] | 3 | 2 | 5 | A | 0 | Steps in top surfaces plain vertical; height 250 - 500 mm | 20 | m |  | Step in top surface; 250-500 | 28.09 | m
[7 empty] | 3 | 2 | 5 | B | 0 | Steps in soffits plain vertical; height not exceeding 250 mm | 26 | m |  | Step in soffit; 250-500; sloping face | 62.51 | m
[7 empty] | 3 | 2 | 5 | C | 0 | plain vertical; height 250 - 500 mm | 33 | m |  | Upstands; 250-500 | 28.42 | m
[7 empty] | 3 | 2 | 5 | D | 0 | Soffits of slabs slab thickness 200 - 300 mm; height to soffit 3.00 - 4.50 m | 447 | m2 |  | Soffit of slabs; 3.0-4.5m | 37.94 | m2
[7 empty] | 3 | 2 | 5 | E | 0 | slab thickness 300 - 400 mm; height to soffit 3.00 - 4.50 m | 45 | m2 |  | Soffit of slabs; 3.0-4.5m; off sloping ground | 47.41 | m2
[7 empty] | 3 | 2 | 5 | F | 0 | slab thickness 400 - 500 mm; height to soffit 3.00 - 4.50 m | 240 | m2 |  | Soffit of slabs ex 500thk; 1.5-3.0m | 37.93 | m2
[7 empty] | 3 | 2 | 5 | G | 0 | slab thickness 600 - 700 mm; height to soffit 3.00 - 4.50 m | 335 | m2 |  | Soffit of slabs ex 500thk; 1.5-3.0m | 37.93 | m2
[7 empty] | 3 | 2 | 5 | H | 0 | E30 Reinforcement for in situ concrete Reinforcement bars; grade B500S to BS 4449; straight or bent as per reinforcement details; including all lap lengths; and adhering to sustainability requirement of sourcing recycled content (if required); including necessary works; refer general notes. KYN-CSP-NB-XX-DR-S-1001, specification KYH-CSP-NB-XX-RP-S-0006 Bar to suspended slabs; density varies | 82.4 | t |  | Various sizes 10-40mm dia; PT slabs 180/205/250/300mm; 4.5/5.13/6.25/7.50kg/m2; compliant | 1722.47 | tonne
[7 empty] | 3 | 2 | 5 | J | 0 | E41 Worked finishes/Cutting to in situ concrete Trowelled finish; including all required works; refer general notes. KYN-CSP-NB-XX-DR-S-1001, specification KYH-CSP-NB-XX-RP-S-0006 Trowelled finish to top surface of slabs | 85 | m2 |  | Trowel finish | 7.29 | m2
[7 empty] | 3 | 2 | 6 | A | 0 | Smooth floated finish; including all required works; refer general notes. KYN-CSP-NB-XX-DR-S-1001, specification KYH-CSP-NB-XX-RP-S-0006 Smooth float finish to top surface of slabs | 1066 | m2 |  | Skip float; to falls (Basic finish) | 3.64 | m2
[7 empty] | 3 | 2 | 6 | B | 0 | E/o; Fireproofing build up to internal substation enclosure, incl fire strategy framing requirement s D Groundwork D20 Excavating and filling Compacted granular fill to the bottom of slab; refer drawing no. KYN-CSP-NB-B2-DR-S-3019 Filling to excavations average thickness exceeding 0.25m; brought from outside | 15 | m3 |  | EWS; ne 6m dp; batters b/fill with type 1 | 283.22 | m2
[7 empty] | 3 | 5 | 5 | F | 35 | Connection between in-situ floor to precast flight; including fixings, finishings and all necessary accessories to complete the work; refer drawing and detail on drawing KYN-CSP-NB-XX-DR-S-8001. Plain 150 - 300mm depth; 200mm high | 20 | m |  | Cast in GRP mesh grid flooring to service riser openings; 38mm thick; spans ne 1.5m including angle all round (NHBC spec); large openings 1500 x 1000 (1.50m2) | 215.26 | m2
[7 empty] | 3 | 7 | 81 | C | 8 | Drainage Channel R Disposal systems R10 Rainwater pipework/gutters Drainage channel; laid to slope; 25mm towards outlet on 100mm x 80mm appropriate bedding; including all necessary accessories to complete the work; refer drawings KYN-PDP-XX-XX-DR-A-10400, KYN-PDP-XX-XX-DR-A-10401 and KYN-CSP-NB-XX-DR-S-8006. Pipework ancillaries; drainage channel approx. overall size 80mm x 50mm | 210 | m |  | Recess; 450 x 450 for drain channel | 82.75 | m
[7 empty] | 8 | 1 | 1 | A | 0 | 8.1 SITE PREPARATION WORKS 8.1 SITE PREPARATION WORKS The following works have been measured in accordance with SMM7. The only departures from SMM7 are in connection with various pricing points where sufficient details are not available . Site Levels Management; excavation, cart away and levelling works D Groundwork D20 Excavating and filling Removal of existing trees or shrubs; refer drawing no. 2337-S3-010-001, 002 Site preparation removing trees | 1 | ITEM |  | Site prep; remove tree; girth 1.5-3.0m | 885 | nr
[7 empty] | 8 | 1 | 1 | B | 0 | removing trees; tree saplings | 1 | ITEM |  | Site prep; remove tree; girth 600-1.5m | 708 | nr
[7 empty] | 8 | 1 | 1 | C | 0 | Clearing existing planting; refer drawing no. 2337-S3-010-001, 002 Site preparation clearing site vegetation | 3367 | m2 |  | Site prep; clear vegetation | 1.13 | m2
[7 empty] | 8 | 1 | 1 | D | 0 | Excavation to the formation level of proposed surface; refer drawing no. 2337-S3-010-001, 002 Excavating topsoil for preservation depth varies | 3367 | m2 |  | Excavate topsoil for preservation; 150mm depth | 0.99 | m2
[7 empty] | 8 | 1 | 1 | E | 0 | to reduce levels; varying commencing levels depth varies | 3378 | m3 |  | Excavate to reduce levels; 2-5m | 1.41 | m3
[7 empty] | 8 | 1 | 1 | F | 0 | Items extra over excavating in inert material irrespective of depth excavation below ground water level | 1 | ITEM |  | EO for excavation below water table (prov) | 15.3 | m3
[7 empty] | 8 | 1 | 2 | A | 0 | Items extra over excavating in inert material irrespective of depth hazardous material, excavating below ground water level | 1 | ITEM |  | EO for excavation in hazardous soil (prov) | 160 | m3
[7 empty] | 8 | 1 | 2 | B | 0 | next existing services; type of service to be confirmed | 1 | ITEM |  | Survey existing services | 1180 | item
[7 empty] | 8 | 1 | 2 | C | 0 | around existing services crossing excavation; type of service to be confirmed | 1 | ITEM |  | EO for excavation around existing services crossing trench (prov) | 27.2 | nr
[7 empty] | 8 | 1 | 2 | D | 0 | Breaking out existing materials rock | 1 | ITEM |  | EO excs for break out rock/stone obstructions (prov) | 37.32 | m3
[7 empty] | 8 | 1 | 2 | E | 0 | concrete | 1 | ITEM |  | Concrete Testing; cubes & tank | 0 | item
[7 empty] | 8 | 1 | 2 | F | 0 | reinforced concrete | 1 | ITEM |  | Reinforcement (250kg/m3) | 40.25 | m
[7 empty] | 8 | 1 | 2 | G | 0 | brickwork, block work or stonework | 1 | ITEM |  | Brickwork; HB thick skin of facing brickwork laid against concrete; stretcher bond; to upstands/planters ne 1m high; PCÂ£450/1000; inc 5/m2 ties shot fired to concrete | 118.19 | m2
[7 empty] | 8 | 1 | 2 | H | 0 | coated macadam or asphalt | 84 | m3 |  | Pre-coated chippings | 8.75 | m2
[7 empty] | 8 | 1 | 2 | J | 0 | Earthwork support contractor to allow for earthwork support to excavations; if required | 1 | ITEM |  | EWS; ne 6m dp; faces ex 4m; to shaft in embankment for crane base | 84.17 | m2
[7 empty] | 8 | 1 | 2 | K | 0 | Disposal surface water | 1 | ITEM |  | Dispose ground water | 12362.47 | item
[7 empty] | 8 | 1 | 2 | L | 0 | ground water | 1 | ITEM |  | Dispose ground water | 12362.47 | item
[7 empty] | 8 | 1 | 2 | M | 0 | excavated material; off site; stripped off top soil if required | 1347 | m3 |  | Dispose of topsoil off site | 41.65 | m3
[7 empty] | 8 | 1 | 2 | N | 0 | excavated material; off site | 3378 | m3 |  | Dispose of excavation arisings off site; non-hazardous material (fluctuating) | 58.82 | m3
[7 empty] | 8 | 1 | 2 | P | 0 | Filling to excavated areas Filling to excavations average thickness varying | 204 | m3 |  | Filling; with selected excavated material (SEM) | 5.51 | m3
[7 empty] | 8 | 2 | 1 | A | 0 | 8.2 ROADS, PATHS, PAVINGS AND SURFACINGS 8.2 ROADS, PATHS, PAVINGS AND SURFACINGS The following works have been measured in accordance with SMM7. The only departures from SMM7 are in connection with various pricing points where sufficient details are not available . To driveway, natural stone paving including decorative banding and metal edging Driveway paving type P1 / P1A Q Paving/Planting/Fencing/Site furniture Q20 Granular sub-bases to roads/ Pavings Open grade subgrade (for CBR<2%); including compaction & all necessary accessories to complete the works; refer drawing 2337-S3-010-001, 002 & KYN-CSP-NB-XX-DR-C-9024 Filling to make up levels average thickness exceeding 250mm; obtained off site | 92 | m3 |  | B/O extg paving, exc & C/A. Reinstate 150mm type 1 sub-base & 150mm DBM footpath | 75.5 | m2
[7 empty] | 8 | 2 | 1 | B | 0 | 20mm open graded crushed rock sub base; including compaction & all necessary accessories to complete the works; refer drawing 2337-S3-010-001, 002 & KYN-CSP-NB-XX-DR-C-9024 Filling to make up levels average thickness not exceeding 250mm; obtained off site | 46 | m3 |  | Imported granular fill; type 1 (c/c); ne 250 thk | 52.09 | m3
[7 empty] | 8 | 2 | 1 | C | 0 | Hydraulic bound course graded aggregate; including compaction & all necessary accessories to complete the works; refer drawing 2337-S3-010-001, 002 & KYN-CSP-NB-XX-DR-C-9024 Filling to make up levels average thickness not exceeding 250mm; obtained off site | 39 | m3 |  | Imported granular fill; type 1 (c/c); ne 250 thk | 52.09 | m3
[7 empty] | 8 | 2 | 2 | A | 0 | Q24 Interlocking brick/block roads/Pavings Biege natural stone drivesetts; supplier: tbc; finish tbc; approx. size 150xrandomx50-100mm; including 50mm thick sharp sand bedding and all accessories; refer drawing 2337-S3-010-001, 002, KYN-CSP-NB-XX-DR-C-9024, 2337-S3-030-001, 002 Pavings 50-100mm thick; levels and to falls only; bedding thickness 50mm | 305 | m2 |  | Brett Beta paving; 105/140/210/252 x 140 x 80; on 50mm sand bed | 38.98 | m2
[7 empty] | 8 | 2 | 2 | B | 0 | 50-100mm thick; levels and to falls only; bedding thickness 50mm; laid over basement slab | 17 | m2 |  | Slabs; 150-450mm thk; sloping/to falls | 192.83 | m3
[7 empty] | 8 | 2 | 2 | C | 0 | Accessories separating membrane; thickness tbc | 914 | m2 |  | Gas membrane; Visqueen Gas Barrier; dressing to angles, junctions, etc | 6.84 | m
[7 empty] | 8 | 2 | 2 | D | 0 | Driveway paving type P2 Q Paving/Planting/Fencing/Site furniture Q20 Granular sub-bases to roads/ Pavings Open grade subgrade (for CBR<2%); including compaction & all necessary accessories to complete the works; refer drawing 2337-S3-010-001, 002 & KYN-CSP-NB-XX-DR-C-9024 Filling to make up levels average thickness exceeding 250mm; obtained off site | 22 | m3 |  | B/O extg pavement, exc & C/A. Reinstate 150mm type 1 sub-base & 150mm DBM comprising 30mm surface, 40mm binder & 80mm base | 76.21 | m2
[7 empty] | 8 | 2 | 2 | E | 0 | 20mm open graded crushed rock sub base; including compaction & all necessary accessories to complete the works; refer drawing 2337-S3-010-001, 002 & KYN-CSP-NB-XX-DR-C-9024 Filling to make up levels average thickness not exceeding 250mm; obtained off site | 11 | m3 |  | Imported granular fill; type 1 (c/c); ne 250 thk | 52.09 | m3
[7 empty] | 8 | 2 | 3 | A | 0 | Hydraulic bound course graded aggregate; including compaction & all necessary accessories to complete the works; refer drawing 2337-S3-010-001, 002 & KYN-CSP-NB-XX-DR-C-9024 Filling to make up levels average thickness not exceeding 250mm; obtained off site | 10 | m3 |  | Imported granular fill; type 1 (c/c); ne 250 thk | 52.09 | m3
[7 empty] | 8 | 2 | 3 | B | 0 | Q24 Interlocking brick/block roads/Pavings Biege natural stone drivesetts; supplier: tbc; finish tbc; approx. size 100xrandomx50-100mm; including 50mm thick sharp sand bedding and all accessories; refer drawing 2337-S3-010-001, 002, KYN-CSP-NB-XX-DR-C-9024, 2337-S3-030-001, 002 Pavings 50-100mm thick; levels and to falls only; bedding thickness 50mm | 73 | m2 |  | Clay paviour; Blockleys; 205 x 103 x 65; on mortar bed & pointing | 71.38 | m2
[7 empty] | 8 | 2 | 3 | C | 0 | Geotextile; including laying, lapping and all necessary accessories to complete the works; refer drawing 2337-S3-010-001, 002 & KYN-CSP-NB-XX-DR-C-9024 Accessories separating membrane; thickness tbc | 217 | m2 |  | Treetex T300 geotextile membrane | 2.59 | m2
[7 empty] | 8 | 2 | 3 | D | 0 | Natural stone paving type P3 / P3A Q Paving/Planting/Fencing/Site furniture Q20 Granular sub-bases to roads/ Pavings Class 6F1, 6F2 or 6F3 capping layer for CBR<2%; including compaction & all necessary accessories to complete the works; refer drawing 2337-S3-010-001, 002 & KYN-CSP-NB-XX-DR-C-9024 Filling to make up levels average thickness exceeding 250mm; obtained off site | 16 | m3 |  | Granite paving; 250 x 150 x 60; on 50mm sand bed; free issue paving | 20.38 | m2
[7 empty] | 8 | 2 | 4 | A | 0 | 20mm open graded crushed rock sub base; including compaction & all necessary accessories to complete the works; refer drawing 2337-S3-010-001, 002 & KYN-CSP-NB-XX-DR-C-9024 Filling to make up levels average thickness not exceeding 250mm; obtained off site | 13 | m3 |  | Imported granular fill; type 1 (c/c); ne 250 thk | 52.09 | m3
[7 empty] | 8 | 2 | 4 | B | 0 | Q24 Interlocking brick/block roads/Pavings Biege natural stone; supplier: tbc; finish tbc; approx. size 600x400x30-40mm; including 50mm thick open graded crushed rock laying course and all accessories; refer drawing 2337-S3-010-001, 002, KYN-CSP-NB-XX-DR-C-9024, 2337-S3-030-001, 00 2 Pavings 40mm thick; levels and to falls only; bedding thickness 50mm | 51 | m2 |  | 400mm wide block paving band course; 2 rows of stretcher bond in 300 x 200 x 80 paving blocks; 30mm mortar bed on 400 x 150mm concrete bed | 56.22 | m
[7 empty] | 8 | 2 | 4 | C | 0 | 40mm thick; levels and to falls only; bedding thickness 50mm; laid over basement | 66 | m2 |  | Bed; 150mm thk | 122.06 | m2
[7 empty] | 8 | 2 | 4 | D | 0 | Rear driveway paving type P8 Q Paving/Planting/Fencing/Site furniture Q20 Granular sub-bases to roads/ Pavings Open grade subgrade (for CBR<2%); including compaction & all necessary accessories to complete the works; refer drawing 2337-S3-010-001, 002 & KYN-CSP-NB-XX-DR-C-9024 Filling to make up levels average thickness exceeding 250mm; obtained off site | 10 | m3 |  | B/O extg pavement, exc & C/A. Reinstate 150mm type 1 sub-base & 150mm DBM comprising 30mm surface, 40mm binder & 80mm base | 76.21 | m2
[7 empty] | 8 | 2 | 5 | A | 0 | 20mm open graded crushed rock sub base; including compaction & all necessary accessories to complete the works; refer drawing 2337-S3-010-001, 002 & KYN-CSP-NB-XX-DR-C-9024 Filling to make up levels average thickness not exceeding 250mm; obtained off site | 5 | m3 |  | Imported granular fill; type 1 (c/c); ne 250 thk | 52.09 | m3
[7 empty] | 8 | 2 | 5 | B | 0 | Hydraulic bound course graded aggregate; including compaction & all necessary accessories to complete the works; refer drawing 2337-S3-010-001, 002 & KYN-CSP-NB-XX-DR-C-9024 Filling to make up levels average thickness not exceeding 250mm; obtained off site | 5 | m3 |  | Imported granular fill; type 1 (c/c); ne 250 thk | 52.09 | m3
[7 empty] | 8 | 2 | 5 | C | 0 | Q24 Interlocking brick/block roads/Pavings Biege natural stone drivesetts; supplier: tbc; finish tbc; approx. size 150xrandomx50-100mm; including 50mm thick sharp sand bedding and all accessories; refer drawing 2337-S3-010-001, 002, KYN-CSP-NB-XX-DR-C-9024, 2337-S3-030-001, 002 Pavings 50-100mm thick; levels and to falls only; bedding thickness 50mm | 33 | m2 |  | Brett Beta paving; 105/140/210/252 x 140 x 80; on 50mm sand bed | 38.98 | m2
[7 empty] | 8 | 2 | 5 | D | 0 | Geotextile; including laying, lapping and all necessary accessories to complete the works; refer drawing 2337-S3-010-001, 002 & KYN-CSP-NB-XX-DR-C-9024 Sheets horizontal; details tbc | 98 | m2 |  | Inbitex geotextile | 2.08 | m2
[7 empty] | 8 | 2 | 6 | A | 0 | Band type 1 / 1a Q Paving/Planting/Fencing/Site furniture Q24 Interlocking brick/block roads/pavings Band type B1; biege natural stone drivesetts banding - double stacked row; supplier tbc; finish tbc; size 150xrandomx40mm; including 40mm mortar bed & haunch; refer drawing 2337-S3-010-001, 002, KYN-CSP-NB-XX-DR-C-9024, 2337-S3-030-001, 002, 003 Pavings 40mm thick; levels and to falls only; bedding thickness 40mm | 38 | m2 |  | 400mm wide block paving band course; 2 rows of stretcher bond in 300 x 200 x 80 paving blocks; 30mm mortar bed on 400 x 150mm concrete bed | 56.22 | m
[7 empty] | 8 | 2 | 6 | B | 0 | 40mm thick; levels and to falls only; bedding thickness 40mm; laid over basement | 8 | m2 |  | Bed; 150mm thk | 122.06 | m2
[7 empty] | 8 | 2 | 6 | C | 0 | Band type 2 Q Paving/Planting/Fencing/Site furniture Q24 Interlocking brick/block roads/pavings Band type B2; biege natural stone drivesetts banding - quadraple stacked row; supplier tbc; finish tbc; size 150xrandomx40mm; including 40mm mortar bed & haunch; refer drawing 2337-S3-010-001, 002, KYN-CSP-NB-XX-DR-C-9024, 2337-S3-030-001, 002, 003 Pavings 40mm thick; levels and to falls only; bedding thickness 40mm | 8 | m2 |  | 400mm wide block paving band course; 2 rows of stretcher bond in 300 x 200 x 80 paving blocks; 30mm mortar bed on 400 x 150mm concrete bed | 56.22 | m
[7 empty] | 8 | 2 | 7 | A | 0 | Band type 6 Q Paving/Planting/Fencing/Site furniture Q24 Interlocking brick/block roads/pavings Band type B6; biege natural drive setts bading - quadraple stacked row; supplier tbc; finish tbc; size 150xrandomx40mm; including 30mm mortar bed & haunch; refer drawing 2337-S3-010-001, 002, KYN-CSP-NB-XX-DR-C-9024, 2337-S3-030-001, 002, 00 3 Pavings 40mm thick; levels and to falls only; bedding thickness 30mm | 1 | m2 |  | 400mm wide block paving band course; 2 rows of stretcher bond in 300 x 200 x 80 paving blocks; 30mm mortar bed on 400 x 150mm concrete bed | 56.22 | m
[7 empty] | 8 | 2 | 7 | B | 0 | To rear garden terraces; limestone paving including metal edging Natural stone paving type P4 / P4a Q Paving/Planting/Fencing/Site furniture Q20 Granular sub-bases to roads/ Pavings Class 6F1, 6F2 or 6F3 capping layer for CBR<2%; including compaction & all necessary accessories to complete the works; refer drawing 2337-S3-010-001, 002 & KYN-CSP-NB-XX-DR-C-9024 Filling to make up levels average thickness exceeding 250mm; obtained off site | 73 | m3 |  | 50/50 paving; comprising alternative courses of Clay paviour; Hardscape; 48 x 200 x 85; on sand bed & pointing & Murarosy 50mm plastic spacers; (gaps filled with topsoil and grass seed by others) | 65.46 | m2
[7 empty] | 8 | 2 | 7 | C | 0 | 20mm open graded crushed rock sub base; including compaction & all necessary accessories to complete the works; refer drawing 2337-S3-010-001, 002 & KYN-CSP-NB-XX-DR-C-9024 Filling to make up levels average thickness not exceeding 250mm; obtained off site | 61 | m3 |  | Imported granular fill; type 1 (c/c); ne 250 thk | 52.09 | m3
[7 empty] | 8 | 2 | 8 | A | 0 | Q24 Interlocking brick/block roads/Pavings Biege natural stone; supplier: tbc; finish tbc; approx. size 600x400x30-40mm; including 50mm thick open graded crushed rock laying course and all accessories; refer drawing 2337-S3-010-001, 002, KYN-CSP-NB-XX-DR-C-9024, 2337-S3-030-001, 00 2 Pavings 40mm thick; levels and to falls only; bedding thickness 50mm | 243 | m2 |  | 400mm wide block paving band course; 2 rows of stretcher bond in 300 x 200 x 80 paving blocks; 30mm mortar bed on 400 x 150mm concrete bed | 56.22 | m
[7 empty] | 8 | 2 | 8 | B | 0 | 40mm thick; levels and to falls only; bedding thickness 50mm; laid over basement | 41 | m2 |  | Bed; 150mm thk | 122.06 | m2
[7 empty] | 8 | 2 | 8 | C | 0 | Natural stone paving type P9 Q Paving/Planting/Fencing/Site furniture Q20 Granular sub-bases to roads/ Pavings Class 6F1, 6F2 or 6F3 capping layer for CBR<2%; including compaction & all necessary accessories to complete the works; refer drawing 2337-S3-010-001, 002 & KYN-CSP-NB-XX-DR-C-9024 Filling to make up levels average thickness exceeding 250mm; obtained off site | 9 | m3 |  | Granite paving; 250 x 150 x 60; on 50mm sand bed; free issue paving | 20.38 | m2
[7 empty] | 8 | 2 | 8 | D | 0 | 20mm open graded crushed rock sub base; including compaction & all necessary accessories to complete the works; refer drawing 2337-S3-010-001, 002 & KYN-CSP-NB-XX-DR-C-9024 Filling to make up levels average thickness not exceeding 250mm; obtained off site | 9 | m3 |  | Imported granular fill; type 1 (c/c); ne 250 thk | 52.09 | m3
[7 empty] | 8 | 2 | 9 | A | 0 | Q24 Interlocking brick/block roads/Pavings Biege natural stone stacking; supplier: tbc; finish tbc; approx. size 600x400x25mm; including 50mm thick open graded crushed rock laying course and all accessories; refer drawing 2337-S3-010-001, 002, KYN-CSP-NB-XX-DR-C-9024, 2337-S3-030-001, 002 Pavings 25mm thick; levels and to falls only; bedding thickness 50mm | 29 | m2 |  | 400mm wide block paving band course; 2 rows of stretcher bond in 300 x 200 x 80 paving blocks; 30mm mortar bed on 400 x 150mm concrete bed | 56.22 | m
[7 empty] | 8 | 2 | 9 | B | 0 | Band type 3 Q Paving/Planting/Fencing/Site furniture Q24 Interlocking brick/block roads/pavings Band type B3; natural stone banding; supplier tbc; finish to match pavement P4; size 297x500x25mm; including 30mm mortar bed & haunch; refer drawing 2337-S3-010-001, 002, KYN-CSP-NB-XX-DR-C-9024, 2337-S3-030-001, 002, 003 Pavings 25mm thick; levels and to falls only; bedding thickness 30mm | 9 | m2 |  | 400mm wide block paving band course; 2 rows of stretcher bond in 300 x 200 x 80 paving blocks; 30mm mortar bed on 400 x 150mm concrete bed | 56.22 | m
[7 empty] | 8 | 2 | 9 | C | 0 | Band type B3a; natural stone banding; supplier tbc; finish to match pavement P4; size 297x500x25mm; including 30mm mortar bed & haunch; refer drawing 2337-S3-010-001, 002, KYN-CSP-NB-XX-DR-C-9024, 2337-S3-030-001, 002, 00 3 Pavings 25mm thick; levels and to falls only; bedding thickness 30mm | 2 | m2 |  | 400mm wide block paving band course; 2 rows of stretcher bond in 300 x 200 x 80 paving blocks; 30mm mortar bed on 400 x 150mm concrete bed | 56.22 | m
[7 empty] | 8 | 2 | 10 | A | 1 | Band type 4 Q Paving/Planting/Fencing/Site furniture Q24 Interlocking brick/block roads/pavings Band type B4; biege natural stone banding; supplier tbc; finish to match pavement P4; size 150xrandomx30mm; including 30mm mortar bed & haunch; refer drawing 2337-S3-010-001, 002, KYN-CSP-NB-XX-DR-C-9024, 2337-S3-030-001, 002, 00 3 Pavings 30mm thick; levels and to falls only; bedding thickness 30mm | 8 | m2 |  | 400mm wide block paving band course; 2 rows of stretcher bond in 300 x 200 x 80 paving blocks; 30mm mortar bed on 400 x 150mm concrete bed | 56.22 | m
[7 empty] | 8 | 2 | 10 | B | 1 | Band type 5 Q Paving/Planting/Fencing/Site furniture Q24 Interlocking brick/block roads/pavings Band type B5; natural stone banding; supplier tbc; finish to match pavement P4; size 900x150x30mm; including 30mm mortar bed & haunch; refer drawing 2337-S3-010-001, 002, KYN-CSP-NB-XX-DR-C-9024, 2337-S3-030-001, 002, 003 Pavings 30mm thick; levels and to falls only; bedding thickness 30mm | 10 | m2 |  | 400mm wide block paving band course; 2 rows of stretcher bond in 300 x 200 x 80 paving blocks; 30mm mortar bed on 400 x 150mm concrete bed | 56.22 | m
[7 empty] | 8 | 2 | 10 | C | 1 | Feature herringbone paving Natural stone paving type P7 Q Paving/Planting/Fencing/Site furniture Q20 Granular sub-bases to roads/ Pavings Class 6F1, 6F2 or 6F3 capping layer for CBR<2%; including compaction & all necessary accessories to complete the works; refer drawing 2337-S3-010-001, 002 & KYN-CSP-NB-XX-DR-C-9024 Filling to make up levels average thickness exceeding 250mm; obtained off site | 15 | m3 |  | 50/50 paving; comprising alternative courses of Clay paviour; Hardscape; 48 x 200 x 85; on sand bed & pointing & Murarosy 50mm plastic spacers; (gaps filled with topsoil and grass seed by others) | 65.46 | m2
[7 empty] | 8 | 2 | 11 | A | 1 | 20mm open graded crushed rock sub base; including compaction & all necessary accessories to complete the works; refer drawing 2337-S3-010-001, 002 & KYN-CSP-NB-XX-DR-C-9024 Filling to make up levels average thickness not exceeding 250mm; obtained off site | 15 | m3 |  | Imported granular fill; type 1 (c/c); ne 250 thk | 52.09 | m3
[7 empty] | 8 | 2 | 11 | B | 1 | Q24 Interlocking brick/block roads/Pavings Biege natural stone stacking; supplier: tbc; finish tbc; approx. size 200x50x40mm; including 50mm thick open graded crushed rock laying course and all accessories; refer drawing 2337-S3-010-001, 002, KYN-CSP-NB-XX-DR-C-9024, 2337-S3-030-001, 002 Pavings 40mm thick; levels and to falls only; bedding thickness 50mm | 50 | m2 |  | 400mm wide block paving band course; 2 rows of stretcher bond in 300 x 200 x 80 paving blocks; 30mm mortar bed on 400 x 150mm concrete bed | 56.22 | m
[7 empty] | 8 | 2 | 11 | C | 1 | Granite kerbs Q Paving/Planting/Fencing/Site furniture Q10 Kerbs/Edgings/Channels/Paving accessories Kerb type K1; natural stone kerb; supplier tbc; finish tbc; size 150x400xtbc mm; including 450x min 150mm haunch in concrete mix C16/20; refer drawing 2337-S3-010-001, 002, KYN-CSP-NB-XX-DR-C-9025, 2337-S3-030-001, 002, 00 3 Kerbs 150x400xtbc mm | 89 | m |  | Granite kerb; 125 x 150; concrete bed & haunch; free issue kerb | 26.85 | m
[7 empty] | 8 | 2 | 12 | A | 1 | Kerb type K1a; natural stone kerb; supplier tbc; finish tbc; size 150x400xtbc mm; including 450x min 150mm haunch in concrete mix C16/20; refer drawing 2337-S3-010-001, 002, KYN-CSP-NB-XX-DR-C-9025, 2337-S3-030-001, 002, 00 3 Kerbs 150x400xtbc mm | 5 | m |  | Granite kerb; 150 x 300; concrete bed & haunch | 116.37 | m
[7 empty] | 8 | 2 | 12 | B | 1 | Kerb type K2; natural stone kerb; supplier tbc; finish tbc; size 150x400xtbc mm; including 450x min 150mm haunch in concrete mix C16/20; refer drawing 2337-S3-010-001, 002, KYN-CSP-NB-XX-DR-C-9025, 2337-S3-030-001, 002, 00 3 Kerbs 150x400xtbc mm | 13 | m |  | Granite kerb; 150 x 300; concrete bed & haunch | 116.37 | m
[7 empty] | 8 | 2 | 12 | C | 1 | Permeable Resin bound gravel; metal edging Resin bound gravel paving type P6 Q Paving/Planting/Fencing/Site furniture Q10 Kerbs/Edgings/Channels/Paving accessories Metal edging ME to pavement type P6; supplier & finish tbc; including all necessary fittings & accessories required to complete the works; refer drawing 2337-S3-010-001, 002 & 2337-S3-030-003 Filling to make up levels details tbc | 123 | m |  | Resin bound gravel; 18mm thk | 68.75 | m2
[7 empty] | 8 | 2 | 12 | D | 1 | Q20 Granular sub-bases to roads/ Pavings Type 1 sub base; including compaction & all necessary accessories to complete the works; refer drawing 2337-S3-010-001, 002 & KYN-CSP-NB-XX-DR-C-9024 Filling to make up levels average thickness not exceeding 250mm; obtained off site | 30 | m3 |  | Type 1 sub-base; 150mm thk | 8.09 | m2
[7 empty] | 8 | 2 | 13 | A | 1 | Q23 Gravel/Hoggin/Woodchip roads/pavings DBM Binder course; including all associated accessories & works; refer drawing 2337-S3-010-001, 002, KYN-CSP-NB-XX-DR-C-9024, 2337-S3-030-001, 002 Pavings 50mm thick; levels and to falls only | 200 | m2 |  | DBM base course (binder course AC20); 100mm thk | 27.5 | m2
[7 empty] | 8 | 2 | 13 | B | 1 | DBM wearing course; including all associated accessories & works; refer drawing 2337-S3-010-001, 002, KYN-CSP-NB-XX-DR-C-9024, 2337-S3-030-001, 002 Pavings 30mm thick; levels and to falls only | 200 | m2 |  | DBM wearing course (surface course AC6); 30mm thk | 13.75 | m2
[7 empty] | 8 | 2 | 13 | C | 1 | Resin bound gravel topping; including all associated accessories & works; refer drawing 2337-S3-010-001, 002, KYN-CSP-NB-XX-DR-C-9024, 2337-S3-030-001, 002 Pavings 15mm thick; levels and to falls only | 200 | m2 |  | Resin bound gravel; 18mm thk | 68.75 | m2
[7 empty] | 8 | 2 | 13 | D | 1 | External stairs Stair S1 E In situ concrete/Large precast concrete E10 Mixing/Casting/Curing in situ concrete 200mm thick ground bearing slab; to base of external stair; including all accessories & fittings required to complete the works; refer drawing 2337-S3-010-001, 002, KYN-CSP-NB-XX-DR-C-9024, 2337-S3-030-001, 002, 2337-S3-030-004 Beds thickness 150 - 450mm | 2 | m3 |  | Stairs / steps | 219.2 | m3
[7 empty] | 8 | 2 | 14 | A | 1 | Formwork to paving; including all necessary accessories to complete the works; refer drawing 2337-S3-010-001, 002, KYN-CSP-NB-XX-DR-C-9024, 2337-S3-030-001, 002, 2337-S3-030-004 Sides of ground beams and edges of beds plain vertical; height not exceeding 250mm | 4 | m |  | Ground beams & edge of bed; 250-500; sloping | 25.08 | m
[7 empty] | 8 | 2 | 14 | B | 1 | Steps in top surfaces plain vertical; height not exceeding 250 mm | 13 | m |  | Step in top surface; 250-500 | 28.09 | m
[7 empty] | 8 | 2 | 14 | C | 1 | Fabric reinforcement mesh; 1 no. layer A393 mesh reinforcement top; all in accordance; drawing 2337-S3-010-001, 002, KYN-CSP-NB-XX-DR-C-9024, 2337-S3-030-001, 002, 2337-S3-030-004 Fabric A393 mesh reinforcement | 5 | m2 |  | Mesh reinforcement; A393 | 18.91 | m2
[7 empty] | 8 | 2 | 14 | D | 1 | P Building fabric sundries P10 Sundry insulation/proofing work/fire stops Geotextile; including laying, lapping and all necessary accessories to complete the works; refer drawing 2337-S3-010-001, 002 & KYN-CSP-NB-XX-DR-C-9024, 2337-S3-030-004 Sheets horizontal; details tbc | 5 | m2 |  | Install 200mm Polystyrene insulation; within concrete wall; hold in place; install only free issue | 22.25 | m2
[7 empty] | 8 | 2 | 14 | E | 1 | Q Paving/Planting/Fencing/Site furniture Q20 Granular sub-bases to roads/ paving's Open grade subgrade (for CBR<2%); including compaction & all necessary accessories to complete the works; refer drawing 2337-S3-010-001, 002 & KYN-CSP-NB-XX-DR-C-9024 Filling to make up levels average thickness exceeding 250mm; obtained off site | 2 | m3 |  | B/O extg pavement, exc & C/A. Reinstate 150mm type 1 sub-base & 150mm DBM comprising 30mm surface, 40mm binder & 80mm base | 76.21 | m2
[7 empty] | 8 | 2 | 15 | A | 1 | Q24 Interlocking brick/block roads/Pavings Biege natural stone drivesetts; supplier: tbc; finish tbc; approx. size 150xrandomx50-100mm; including 30mm thick mortar bedding and all accessories; refer drawing 2337-S3-010-001, 002, KYN-CSP-NB-XX-DR-C-9024, 2337-S3-030-001, 002, 2337-S3-030-004 Treads 350mm wide, additional 55mm overhang with half bullnose edge and 5mm drip line; 40mm thick paver | 13 | m |  | Clay paviour; Blockleys; 205 x 103 x 65; on mortar bed & pointing | 71.38 | m2
[7 empty] | 8 | 2 | 15 | B | 1 | Risers 148mm high; 30mm thick paver | 13 | m |  | Granite riser pieces with flame finish; 110 x 20mm thk in 600mm lenghts; fixed with cement based external tile adhesive. Lay only free issue granite | 14.38 | m
[7 empty] | 8 | 2 | 15 | C | 1 | Stair S2 E In situ concrete/Large precast concrete E10 Mixing/Casting/Curing in situ concrete 200mm thick ground bearing slab; to base of external stair; including all accessories & fittings required to complete the works; refer drawing 2337-S3-010-001, 002, KYN-CSP-NB-XX-DR-C-9024, 2337-S3-030-001, 002, 2337-S3-030-004 Beds thickness 150 - 450mm | 2 | m3 |  | In-situ steps; 1 step (350mm tread & 150mm riser) x 1.0m long | 173.26 | m
[7 empty] | 8 | 2 | 15 | D | 1 | Formwork to paving; including all necessary accessories to complete the works; refer drawing 2337-S3-010-001, 002, KYN-CSP-NB-XX-DR-C-9024, 2337-S3-030-001, 002, 2337-S3-030-004 Sides of ground beams and edges of beds plain vertical; height not exceeding 250mm | 8 | m |  | Ground beams & edge of bed; 250-500; sloping | 25.08 | m
[7 empty] | 8 | 2 | 15 | E | 1 | Steps in top surfaces plain vertical; height 250 - 500 mm | 19 | m |  | Step in top surface; 250-500 | 28.09 | m
[7 empty] | 8 | 2 | 16 | A | 1 | Fabric reinforcement mesh; 1 no. layer A393 mesh reinforcement top; all in accordance; drawing 2337-S3-010-001, 002, KYN-CSP-NB-XX-DR-C-9024, 2337-S3-030-001, 002, 2337-S3-030-004 Fabric A393 mesh reinforcement | 8 | m2 |  | Mesh reinforcement; A393 | 18.91 | m2
[7 empty] | 8 | 2 | 16 | B | 1 | P Building fabric sundries P10 Sundry insulation/proofing work/fire stops Geotextile; including laying, lapping and all necessary accessories to complete the works; refer drawing 2337-S3-010-001, 002 & KYN-CSP-NB-XX-DR-C-9024, 2337-S3-030-004 Sheets horizontal; details tbc | 8 | m2 |  | Install 200mm Polystyrene insulation; within concrete wall; hold in place; install only free issue | 22.25 | m2
[7 empty] | 8 | 2 | 16 | C | 1 | Q Paving/Planting/Fencing/Site furniture Q20 Granular sub-bases to roads/ paving's Open grade subgrade (for CBR<2%); including compaction & all necessary accessories to complete the works; refer drawing 2337-S3-010-001, 002 & KYN-CSP-NB-XX-DR-C-9024 Filling to make up levels average thickness exceeding 250mm; obtained off site | 3 | m3 |  | B/O extg pavement, exc & C/A. Reinstate 150mm type 1 sub-base & 150mm DBM comprising 30mm surface, 40mm binder & 80mm base | 76.21 | m2
[7 empty] | 8 | 2 | 16 | D | 1 | Q24 Interlocking brick/block roads/Pavings Biege natural stone drivesetts; supplier: tbc; finish tbc; approx. size 150xrandomx50-100mm; including 30mm thick mortar bedding and all accessories; refer drawing 2337-S3-010-001, 002, KYN-CSP-NB-XX-DR-C-9024, 2337-S3-030-001, 002, 2337-S3-030-004 Pavings 40mm thick; levels and to falls only; bedding thickness 30mm; to mid landing | 2 | m2 |  | Clay paviour; Blockleys; 205 x 103 x 65; on mortar bed & pointing | 71.38 | m2
[7 empty] | 8 | 2 | 17 | A | 1 | Treads 250mm wide, additional 55mm overhang with half bullnose edge and 5mm drip line; 40mm thick paver | 20 | m |  | Steps in granite pavings; 280mm treads & 165mm risers with contracting nosing; 1000 x 110 x 55 risers/1000 x 300 x 55 treads/55 x 55 nosings attached with stainless steel dowels and epoxy resin | 358.87 | m
[7 empty] | 8 | 2 | 17 | B | 1 | Risers 172mm high; 30mm thick paver | 19 | m |  | Risers / Step in top surface; 250-500 | 31.32 | m
[7 empty] | 8 | 2 | 17 | C | 1 | Any other item not specified in CSA E In situ concrete/Large precast concrete E10 Mixing/Casting/Curing in situ concrete 200mm thick ground bearing slab; to base of external stair; including all accessories & fittings required to complete the works; refer drawing 2337-S3-010-001, 002, KYN-CSP-NB-XX-DR-C-9024, 2337-S3-030-001, 002, 2337-S3-030-004 Beds thickness 150 - 450mm | 4 | m3 |  | Concrete bed; 150thk C40; 2 layers A252; 150thk 6F2; exc & c/a; B/O & dispose on completion | 99.48 | m2
[7 empty] | 8 | 2 | 17 | D | 1 | Formwork to paving; including all necessary accessories to complete the works; refer drawing 2337-S3-010-001, 002, KYN-CSP-NB-XX-DR-C-9024, 2337-S3-030-001, 002, 2337-S3-030-004 Sides of ground beams and edges of beds plain vertical; height not exceeding 250mm | 17 | m |  | Ground beams & edge of bed; 250-500; sloping | 25.08 | m
[7 empty] | 8 | 2 | 17 | E | 1 | Fabric reinforcement mesh; 1 no. layer A393 mesh reinforcement top; all in accordance ; drawing 2337-S3-010-001, 002, KYN-CSP-NB-XX-DR-C-9024, 2337-S3-030-001, 002, 2337-S3-030-004 Fabric A252 mesh reinforcement | 17 | m2 |  | Mesh reinforcement; A252 | 12.41 | m2
[7 empty] | 8 | 2 | 18 | A | 1 | P Building fabric sundries P10 Sundry insulation/proofing work/fire stops Geotextile; including laying, lapping and all necessary accessories to complete the works; refer drawing 2337-S3-010-001, 002 & KYN-CSP-NB-XX-DR-C-9024, 2337-S3-030-004 Sheets horizontal; details tbc | 17 | m2 |  | Install 200mm Polystyrene insulation; within concrete wall; hold in place; install only free issue | 22.25 | m2
[7 empty] | 8 | 2 | 18 | B | 1 | Q Paving/Planting/Fencing/Site furniture Q20 Granular sub-bases to roads/ paving's Open grade subgrade (for CBR<2%); including compaction & all necessary accessories to complete the works; refer drawing 2337-S3-010-001, 002 & KYN-CSP-NB-XX-DR-C-9024 Filling to make up levels average thickness exceeding 250mm; obtained off site | 6 | m3 |  | B/O extg pavement, exc & C/A. Reinstate 150mm type 1 sub-base & 150mm DBM comprising 30mm surface, 40mm binder & 80mm base | 76.21 | m2
[7 empty] | 8 | 2 | 18 | C | 1 | General pricing point allow for pavement type S7, proposed block paving - non vehicular; as per drawing no. KYN-CSP-NB-XX-DR-C-9024 | 1 | ITEM |  | Concrete block paving; 200 x 100 x 80; (PC supply Â£20/m2); on 50mm sand bed | 42.04 | m2
[7 empty] | 8 | 2 | 18 | D | 1 | allow for porcelain paving to terrace; in lightwel l | 24 | m2 |  | Primaporcelain porcelain tile paving; 600 x 600 x 20mm thk; colour mix; supported on Ryno class A1 steel pedestals | 108.32 | m2
[7 empty] | 8 | 2 | 18 | E | 1 | allow for front signage | 1 | ITEM |  | Signage post; Geo Fingerpost by Marshalls; 90mm dia pole x 3m high; with 4nr 800 x 100mm wayfinding signs; bolted to 1000 x 1000 x 200 conc footing | 2534.63 | nr
[7 empty] | 8 | 2 | 19 | A | 1 | S278 Works The following works have been measured in accordance with SMM7. The only departures from SMM7 are in connection with various pricing points where sufficient details are not available . Footway crossover construction P Building fabric sundries P10 Sundry insulation/proofing work/fire stops Geotextile; Terram 1000; including laying, lapping and all necessary accessories to complete the works; refer drawing 3639.16A Sheets horizontal; details tbc | 10 | m2 |  | B/O extg paving, exc & C/A. Reinstate 150mm type 1 sub-base & 150mm DBM footpath | 75.5 | m2
[7 empty] | 8 | 2 | 19 | B | 1 | Q Paving/Planting/Fencing/Site furniture Q20 Granular sub-bases to roads/ Pavings Granular sub base type 1 to MCHW clause 803; including compaction & all necessary accessories to complete the works; refer drawing 3639.16A Filling to make up levels average thickness exceeding 250mm; obtained off site | 2 | m3 |  | B/O extg pavement, exc & C/A. Reinstate 150mm type 1 sub-base & 150mm DBM comprising 30mm surface, 40mm binder & 80mm base | 76.21 | m2
[7 empty] | 8 | 2 | 19 | C | 1 | Q21 In situ concrete roads/pavings Class C 16/20 (ST4 concrete; including compaction & all necessary accessories to complete the works; refer drawing 3639.16A Concrete thickness not exceeding 150mm | 2 | m3 |  | Concrete bed; 300thk C40; 2 layers A252; 150thk 6F2; exc & c/a; B/O & dispose on completion | 158.22 | m2
[7 empty] | 8 | 2 | 19 | D | 1 | Fabric reinforcement mesh; 1 no. layer A393 mesh reinforcement top; including compaction & all necessary accessories to complete the works; refer drawing 3639.16A Fabric A393 mesh reinforcement | 10 | m2 |  | Mesh reinforcement; A393 | 18.91 | m2
[7 empty] | 8 | 2 | 20 | A | 2 | Q22 Coated macadam/Asphalt roads/pavings AC20 dense bin 40/60 WTR 2 to BS EN 13108-1; including all necessary accessories to complete the works; refer drawing 3639.16A Roads 60mm thick | 10 | m2 |  | Composite temporary road surfacing comprising 100mm AC32 base course, 60mm AC20 binder course; (no wearing course) | 35.69 | m2
[7 empty] | 8 | 2 | 20 | B | 2 | AC10 close surf 100/150 to BS EN 13108-1; including all necessary accessories to complete the works; refer drawing 3639.16A Roads 40mm thick | 10 | m2 |  | Composite road surfacing comprising 120mm AC32 base course, 60mm AC20 binder course, 40mm AC10 close surface course | 56.94 | m2
[7 empty] | 8 | 2 | 20 | C | 2 | Footway resurfacing Q Paving/Planting/Fencing/Site furniture Q22 Coated macadam/Asphalt roads/pavings AC6 dense surf 100/150 to EN 13108-1; top 25mm to be planed off; including all necessary accessories to complete the works; refer drawing 3639.16A Roads 25mm thick | 174 | m2 |  | Composite footpath surfacing comprising 50mm AC20 binder course, 30mm AC6 surface course | 28.5 | m2
[7 empty] | 8 | 2 | 20 | D | 2 | Carriageway resurfacing P Building fabric sundries P10 Sundry insulation/proofing work/fire stops Geotextile; Terram 1000; including laying, lapping and all necessary accessories to complete the works; refer drawing 3639.16A Sheets horizontal; details tbc | 16 | m2 |  | Composite temporary road surfacing comprising 90mm AC32 base course, 60mm AC20 binder course; (no wearing course) | 34 | m2
[7 empty] | 8 | 2 | 21 | A | 2 | Q Paving/Planting/Fencing/Site furniture Q20 Granular sub-bases to roads/ Pavings Granular sub base type 1 to MCHW clause 803; including compaction & all necessary accessories to complete the works; refer drawing 3639.16A Filling to make up levels average thickness exceeding 250mm; obtained off site | 3 | m3 |  | B/O extg pavement, exc & C/A. Reinstate 150mm type 1 sub-base & 150mm DBM comprising 30mm surface, 40mm binder & 80mm base | 76.21 | m2
[7 empty] | 8 | 2 | 21 | B | 2 | Q22 Coated macadam/Asphalt roads/pavings AC20 dense bin 40/60 WTR 2 to BS EN 13108-1; including all necessary accessories to complete the works; refer drawing 3639.16A Roads 60mm thick | 16 | m2 |  | Composite temporary road surfacing comprising 100mm AC32 base course, 60mm AC20 binder course; (no wearing course) | 35.69 | m2
[7 empty] | 8 | 2 | 21 | C | 2 | AC10 close surf 100/150 to BS EN 13108-1; including all necessary accessories to complete the works; refer drawing 3639.16A Roads 40mm thick | 16 | m2 |  | Composite road surfacing comprising 120mm AC32 base course, 60mm AC20 binder course, 40mm AC10 close surface course | 56.94 | m2
[7 empty] | 8 | 2 | 21 | D | 2 | Kerbs Q Paving/Planting/Fencing/Site furniture Q10 Kerbs/Edgings/Channels/Paving accessories Quandrant kerb type Q1; size 305x255mm; including bedding and haunch size 455x300mm; including all associated works & accessories; refer drawing 3639.16A Kerbs size 305x255mm | 1 | m |  | Quadrant QHB; 305 x 255; concrete bed & haunch | 69.25 | nr
[7 empty] | 8 | 2 | 22 | A | 2 | Kerb BN25; size 125x255x914mm; laid with 25mm upstand including bedding and haunch ; including all associated works & accessories; refer drawing 3639.22 Kerbs 125x255x914mm | 6 | m |  | Keykerb; KL BN bullnose; 127 x 200; concrete bed & haunch | 61 | m
[7 empty] | 8 | 2 | 22 | B | 2 | Kerb type DL; details tbc; laid with 25mm upstand including bedding and haunch ; including all associated works & accessories; refer drawing 3639.22 Kerbs size tbc; type DL | 1 | m |  | Keykerb; KL BN bullnose; 127 x 200; concrete bed & haunch | 61 | m
[7 empty] | 8 | 2 | 22 | C | 2 | size tbc; type DR | 1 | m |  | Various sizes 10-40mm dia; core walls; slipforming (24/7) | 3594.17 | tonne
[7 empty] | 8 | 2 | 22 | D | 2 | Kerb type DR; details tbc; laid with 25mm upstand including bedding and haunch ; including all associated works & accessories; refer drawing 3639.22 Kerbs size tbc; type EF | 6 | m |  | Keykerb; KL BN bullnose; 127 x 200; concrete bed & haunch | 61 | m
[7 empty] | 8 | 2 | 22 | E | 2 | General pricing point allow for existing verge made good | 6 | m2 |  | Clay paviour; Vande Moortel; Septima; 215 x 52 x 70; on sand bed with mortar pointing; colour Terrestre | 134.8 | m2
[7 empty] | 8 | 2 | 22 | F | 2 | allow for residential specificattion carriageway construction | 8 | m2 |  | B/O extg paving, exc & C/A. Reinstate 150mm type 1 sub-base & 150mm DBM footpath | 75.5 | m2
[7 empty] | 8 | 2 | 22 | G | 2 | Relocation for "Courtenay Avenue" road name signboard | 1 | nr |  | Road sign; free issue fix only to existing post | 36.39 | nr
[7 empty] | 8 | 2 | 22 | H | 2 | Relocation for "Private Road" road name signboard | 1 | nr |  | Road sign; free issue fix only to existing post | 36.39 | nr
[7 empty] | 8 | 2 | 22 | J | 2 | allow for vertical saw cut to existing carriage wa y | 28 | m |  | Formed; sawn restrained movement; dowels t&b @ 300c/s; saw cut; mastic; ne 300mm | 42.19 | m
[7 empty] | 8 | 2 | 23 | A | 2 | General pricing point allow for vertical saw cut to existing foot way | 14 | m |  | Saw cut concrete; ne 300mm | 34.98 | m
[7 empty] | 8 | 2 | 23 | B | 2 | allow for stripping off existing carriage way | 16 | m2 |  | B/O extg pavement, exc & C/A. Reinstate 150mm type 1 sub-base & 150mm DBM comprising 30mm surface, 40mm binder & 80mm base | 76.21 | m2
[7 empty] | 8 | 2 | 23 | C | 2 | allow for stripping off existing footway | 179 | m2 |  | Provide 1m wide temporary footpaths; 100mm DBM base course; timber edgings; on 150mm 6F2/Exc & C/A on completion | 69.94 | m
[7 empty] | 8 | 3 | 1 | A | 0 | 8.3 SOFT LANDSCAPING 8.3 SOFT LANDSCAPING The following works have been measured in accordance with SMM7. The only departures from SMM7 are in connection with various pricing points where sufficient details are not available . Imported topsoil; laying and spreading D Groundwork D20 Excavating and filling Topsoil; filling topsoil system; all in accordance with drawing no. 2337-S3-020-001, 002, 2337-S3-030-005, 006 Filling to make up levels average thickness exceeding 0.25m; obtained offsit e | 440 | m3 |  | Imported granular fill; topsoil; BS3882; filling to planters | 120.12 | m3
[7 empty] | 8 | 3 | 1 | B | 0 | Surface treatments compacting; filling | 748 | m2 |  | Level & compact surface of fill; vertical & battered faces | 3 | m2
[7 empty] | 8 | 3 | 1 | C | 0 | Herbicides to planting areas; prevent weeds from seeding and perennial weeds from becoming established; all in accordance with drawing no. 2337-S3-020-001, 002, 2337-S3-030-005, 006 Surface treatments to trees, herbs & shrubs planting mix area | 748 | m2 |  | Apply herbicide to surface of ground; horizontal | 0.25 | m2
[7 empty] | 8 | 3 | 2 | A | 0 | Turfing Q Paving/Planting/Fencing/Site furniture Q30 Seeding/Turfing Supply and installation of lawn including all necessary related works in accordance with drawing no. 2337-S3-020-001, 002, 2337-S3-030-005, 006 Turfing lawn; details tbc | 31 | m2 |  | Synthetic turf; Easigrass; Chelsea on 30mm sand bed | 57.26 | m2
[7 empty] | 8 | 3 | 2 | B | 0 | Protection temporary fencing; details to be confirmed | 1 | ITEM |  | Heras fencing as tree protection | 44.02 | nr
[7 empty] | 8 | 3 | 2 | C | 0 | Maintenance planting areas; specification to be confirmed | 1 | ITEM |  | Tree pit; 5m x 5m; RootSpace UPVC 500 x 500 x 600hgh 20t load bearing units with aeration caps on 150mm permeable stone, covered with geonet membrane, ; filled with Rootsoil Hydro topsoil; including Arborvent aeration/irrigation inlets, Arborguy anchor straps c/w anchors, Arborflow 100SUDS modular array under 1500 x 1500 tree grille and frame; (for pits under road construction). | 11099.93 | nr
[7 empty] | 8 | 3 | 2 | D | 0 | Root zone carpet of min. 100mm thickness; including all necessary related works in accordance with drawing no. 2337-S3-020-001, 002, 2337-S3-030-005, 006 Root zone carpet 100mm thick | 31 | m2 |  | Root barrier; Re-root 1000; horz | 14.21 | m2
[7 empty] | 8 | 3 | 2 | E | 0 | Bark Mulch Q Paving/Planting/Fencing/Site furniture Q31 External Planting Bark mulch; organic material layer of thickness 75mm; including all necessary related works in accordance with drawing no. 2337-S3-020-001, 002, 2337-S3-030-005, 006 Mulching after planting bark mulch; 75mm thick | 718 | m2 |  | B/O extg pavement, exc & C/A. Reinstate 150mm type 1 sub-base & 150mm DBM comprising 30mm surface, 40mm binder & 80mm base | 76.21 | m2
[7 empty] | 8 | 3 | 3 | A | 0 | Planting: Groundcover shrub planting Q Paving/Planting/Fencing/Site furniture Q31 External Planting Cultivation of all planting areas; break up any compacted topsoil to full depth, remove visible roots and large stones ; carried out a few days before planting; refer drawings and specification to be confirmed; refer drawing no. 2337-S3-020-001, 002, 2337-S3-030-005, 006 Cultivating shrubs & herbaceous planting | 662 | m2 |  | Site prep; clear vegetation, bushes, small trees | 2.64 | m2
[7 empty] | 8 | 3 | 3 | B | 0 | Surface applications compost | 662 | m2 |  | Apply herbicide to surface of ground; horizontal | 0.25 | m2
[7 empty] | 8 | 3 | 3 | C | 0 | Shrub & herbaceous plants; details tbc; all in accordance with drawing 2337-S3-020-001, 002, 2337-S3-030-005, 006 Shrubs shrubs and herbaceous planting; details tbc | 445 | m2 |  | Site prep; clear vegetation, bushes, small trees | 2.64 | m2
[7 empty] | 8 | 3 | 3 | D | 0 | shrubs and herbaceous planting; details tbc | 218 | m2 |  | Site prep; clear vegetation, bushes, small trees | 2.64 | m2
[7 empty] | 8 | 3 | 3 | E | 0 | Protection temporary fencing; details to be confirmed | 1 | ITEM |  | Heras fencing as tree protection | 44.02 | nr
[7 empty] | 8 | 3 | 3 | F | 0 | Maintenance planting areas; specification to be confirmed | 1 | ITEM |  | Tree pit; 5m x 5m; RootSpace UPVC 500 x 500 x 600hgh 20t load bearing units with aeration caps on 150mm permeable stone, covered with geonet membrane, ; filled with Rootsoil Hydro topsoil; including Arborvent aeration/irrigation inlets, Arborguy anchor straps c/w anchors, Arborflow 100SUDS modular array under 1500 x 1500 tree grille and frame; (for pits under road construction). | 11099.93 | nr
[7 empty] | 8 | 3 | 4 | A | 0 | Planting: hedging Q Paving/Planting/Fencing/Site furniture Q31 External Planting Cultivation of all planting areas; break up any compacted topsoil to full depth, remove visible roots and large stones ; carried out a few days before planting; refer drawings and specification to be confirmed; refer drawing no. 2337-S3-020-001, 002, 2337-S3-030-005, 006 Cultivating shrubs & herbaceous planting | 56 | m2 |  | Site prep; clear vegetation, bushes, small trees | 2.64 | m2
[7 empty] | 8 | 3 | 4 | B | 0 | Surface applications compost | 56 | m2 |  | Apply herbicide to surface of ground; horizontal | 0.25 | m2
[7 empty] | 8 | 3 | 4 | C | 0 | Hedge plants; details tbc; all in accordance with drawing 2337-S3-020-001, 002, 2337-S3-030-005, 00 6 Hedge plants hedge planting; details tbc | 56 | m2 |  | Heras fencing as tree protection | 44.02 | nr
[7 empty] | 8 | 3 | 4 | D | 0 | Protection temporary fencing; details to be confirmed | 1 | ITEM |  | Heras fencing as tree protection | 44.02 | nr
[7 empty] | 8 | 3 | 4 | E | 0 | Maintenance planting areas; specification to be confirmed | 1 | ITEM |  | Tree pit; 5m x 5m; RootSpace UPVC 500 x 500 x 600hgh 20t load bearing units with aeration caps on 150mm permeable stone, covered with geonet membrane, ; filled with Rootsoil Hydro topsoil; including Arborvent aeration/irrigation inlets, Arborguy anchor straps c/w anchors, Arborflow 100SUDS modular array under 1500 x 1500 tree grille and frame; (for pits under road construction). | 11099.93 | nr
[7 empty] | 8 | 3 | 4 | F | 0 | Planting; specimen shrubs Q Paving/Planting/Fencing/Site furniture Q31 External Planting Specimen shrub plants ; details tbc; all in accordance with drawing 2337-S3-020-001, 002, 2337-S3-030-005, 006 Shrubs specimen shrubs; details tbc | 9 | nr |  | Tree pit; 5m x 5m; RootSpace UPVC 500 x 500 x 600hgh 20t load bearing units with aeration caps on 150mm permeable stone, covered with geonet membrane, ; filled with Rootsoil Hydro topsoil; including Arborvent aeration/irrigation inlets, Arborguy anchor straps c/w anchors, Arborflow 100SUDS modular array under 1500 x 1500 tree grille and frame; (for pits under road construction). | 11099.93 | nr
[7 empty] | 8 | 3 | 4 | G | 0 | Protection temporary fencing; details to be confirmed | 1 | ITEM |  | Heras fencing as tree protection | 44.02 | nr
[7 empty] | 8 | 3 | 5 | A | 0 | Maintenance planting areas; specification to be confirmed | 1 | ITEM |  | Tree pit; 5m x 5m; RootSpace UPVC 500 x 500 x 600hgh 20t load bearing units with aeration caps on 150mm permeable stone, covered with geonet membrane, ; filled with Rootsoil Hydro topsoil; including Arborvent aeration/irrigation inlets, Arborguy anchor straps c/w anchors, Arborflow 100SUDS modular array under 1500 x 1500 tree grille and frame; (for pits under road construction). | 11099.93 | nr
[7 empty] | 8 | 3 | 5 | B | 0 | Planting; feature trees Q Paving/Planting/Fencing/Site furniture Q31 External Planting Supply and installation of trees including, root ball, irrigation system, drainage system and all necessary related works in accordance with drawing no. 2337-S3-020-001, 002, 2337-S3-030-005, 006 Trees proposed trees; details tbc | 62 | nr |  | Tree pit; 5m x 5m; RootSpace UPVC 500 x 500 x 600hgh 20t load bearing units with aeration caps on 150mm permeable stone, covered with geonet membrane, ; filled with Rootsoil Hydro topsoil; including Arborvent aeration/irrigation inlets, Arborguy anchor straps c/w anchors, Arborflow 100SUDS modular array under 1500 x 1500 tree grille and frame; (for pits under road construction). | 11099.93 | nr
[7 empty] | 8 | 3 | 5 | C | 0 | proposed trees in pots; details tbc | 23 | nr |  | Tree pit; 5m x 5m; RootSpace UPVC 500 x 500 x 600hgh 20t load bearing units with aeration caps on 150mm permeable stone, covered with geonet membrane, ; filled with Rootsoil Hydro topsoil; including Arborvent aeration/irrigation inlets, Arborguy anchor straps c/w anchors, Arborflow 100SUDS modular array under 1500 x 1500 tree grille and frame; (for pits under road construction). | 11099.93 | nr
[7 empty] | 8 | 3 | 5 | D | 0 | Tree stand; including all associated works; refer drawing no. 2337-S3-030-006 Protection tree stand | 85 | nr |  | Plywood box around tree trunk; 2.4m high x 1.2m sq | 313.34 | nr
[7 empty] | 8 | 3 | 5 | E | 0 | Deadman anchor system; including all associated works; refer drawing no. 2337-S3-030-006 Protection tree stand | 85 | nr |  | Heras fencing as tree protection | 44.02 | nr
[7 empty] | 8 | 3 | 5 | F | 0 | Temporary Fencing Protection temporary fencing; details to be confirmed | 1 | ITEM |  | Heras fencing as tree protection | 44.02 | nr
[7 empty] | 8 | 3 | 5 | G | 0 | Maintenance planting areas; specification to be confirmed | 1 | ITEM |  | Tree pit; 5m x 5m; RootSpace UPVC 500 x 500 x 600hgh 20t load bearing units with aeration caps on 150mm permeable stone, covered with geonet membrane, ; filled with Rootsoil Hydro topsoil; including Arborvent aeration/irrigation inlets, Arborguy anchor straps c/w anchors, Arborflow 100SUDS modular array under 1500 x 1500 tree grille and frame; (for pits under road construction). | 11099.93 | nr
[7 empty] | 8 | 3 | 6 | A | 0 | Feature raised planters Q Paving/Planting/Fencing/Site furniture Q31 External Planting Raised planter type 3A; bespoke corten metal retaining edge to manufacturer's detail; including concrete foundation, earthwork, geotextile around foundation and all accessories required to complete the works; refer drawing no. 2337-S3-020-001, 002, 2337-S3-030-005, 006 Plant containers planter height 400mm high above soil level | 14 | m |  | Corten steel Planterline cube planter; 800 x 800 x 500mm high; bolted to concrete foundation; str | 1255.58 | nr
[7 empty] | 8 | 3 | 6 | B | 0 | Raised planter type 3B; bespoke corten metal retaining edge to manufacturer's detail; including concrete foundation, earthwork, geotextile around foundation and all accessories required to complete the works; refer drawing no. 2337-S3-020-001, 002, 2337-S3-030-005, 006 Plant containers planter height 600mm high above soil level | 11 | m |  | Corten steel Planterline cube planter; 800 x 800 x 500mm high; bolted to concrete foundation; str | 1255.58 | nr
[7 empty] | 8 | 3 | 6 | C | 0 | Planters D Groundwork D20 Excavating and filling Topsoil; filling topsoil system; all in accordance with drawing no. 2337-S3-030-007 Filling to make up levels average thickness exceeding 0.25m; obtained offsit e | 5 | m3 |  | Imported granular fill; topsoil; general purpose standard grade; filling to planters | 90.71 | m3
[7 empty] | 8 | 3 | 6 | D | 0 | Leca drainage layer; all in accordance with drawing no. 2337-S3-030-007 Filling to make up levels average thickness not exceeding 0.25m; obtained offsite | 2 | m3 |  | Imported granular fill; type 1 (c/c); ne 250 thk | 52.09 | m3
[7 empty] | 8 | 3 | 7 | A | 0 | P Building fabric sundries P10 Sundry insulation/proofing work/fire stops Geotextile filter membrane; including all associated works as per drawing no. 2337-S3-030-007 Sheets plain areas; horizontal | 27 | m2 |  | Pudlo GP Ultra Seal; gas & water membrane; horizontal | 19.13 | m2
[7 empty] | 8 | 3 | 7 | B | 0 | plain areas; vertical | 33 | m2 |  | Terram; vertical | 2.15 | m2
[7 empty] | 8 | 4 | 2 | E | 0 | Boundary piered wall; 500 high facing brick wall, with 1800 high railings, facing brick piers at 7m centres Boundary Wall Type W1 D Groundwork D20 Excavating and filling Excavating Trenches; width exceeding 300mm; commencing level varying maximum depth not exceeding 1m | 44 | m3 |  | Footing for brick wall including 900 x 500dp trench & 900 x 300 concrete strip footing | 82.25 | m
[7 empty] | 8 | 4 | 3 | A | 0 | Items extra over excavating in inert material irrespective of depth excavating below ground water level | 1 | ITEM |  | EO for excavation below water table (prov) | 15.3 | m3
[7 empty] | 8 | 4 | 3 | B | 0 | non-hazardous material; excavating below ground water level | 1 | ITEM |  | EO for excavation in non-hazardous water (prov) | 10.2 | m3
[7 empty] | 8 | 4 | 3 | C | 0 | hazardous material; excavating below ground water level | 1 | ITEM |  | EO for excavation in hazardous water (prov) | 15.3 | m3
[7 empty] | 8 | 4 | 3 | D | 0 | next existing services | 1 | ITEM |  | Survey existing services | 1180 | item
[7 empty] | 8 | 4 | 3 | E | 0 | around existing services crossing excavation | 1 | ITEM |  | EO for excavation around existing services crossing trench (prov) | 27.2 | nr
[7 empty] | 8 | 4 | 3 | F | 0 | Breaking out existing materials rock | 1 | ITEM |  | EO excs for break out rock/stone obstructions (prov) | 37.32 | m3
[7 empty] | 8 | 4 | 3 | G | 0 | concrete | 1 | ITEM |  | Concrete Testing; cubes & tank | 0 | item
[7 empty] | 8 | 4 | 3 | H | 0 | reinforced concrete | 1 | ITEM |  | Reinforcement (250kg/m3) | 40.25 | m
[7 empty] | 8 | 4 | 3 | J | 0 | brickwork, blockwork or stonework | 1 | ITEM |  | Brickwork; HB thick skin of facing brickwork laid against concrete; stretcher bond; to upstands/planters ne 1m high; PCÂ£450/1000; inc 5/m2 ties shot fired to concrete | 118.19 | m2
[7 empty] | 8 | 4 | 3 | K | 0 | coated macadam or asphalt | 1 | ITEM |  | Pre-coated chippings | 8.75 | m2
[7 empty] | 8 | 4 | 3 | L | 0 | Working space allowance to excavations trenches | 146 | m2 |  | Working space; trenches; b/fill with SEM | 14.4 | m2
[7 empty] | 8 | 4 | 3 | M | 0 | Earthwork support maximum depth not exceeding 1.00m distance between opposing faces not exceeding 2.00 m | 146 | m2 |  | EWS; ne 1m dp; faces 2-4m | 0.84 | m2
[7 empty] | 8 | 4 | 3 | N | 0 | Disposal surface water | 1 | ITEM |  | Dispose ground water | 12362.47 | item
[7 empty] | 8 | 4 | 3 | P | 0 | ground water | 1 | ITEM |  | Dispose ground water | 12362.47 | item
[7 empty] | 8 | 4 | 3 | Q | 0 | excavated material, non-hazardous/ hazardous; off site | 17 | m3 |  | Dispose of excavation arisings off site; hazardous material (fluctuating) | 220.59 | m3
[7 empty] | 8 | 4 | 4 | A | 0 | Filing to excavated material Filling to make up levels average thickness exceeding 0.25m; arising from the excavation | 28 | m3 |  | Filling with free issue materials from site stockpile; load & haul max 50m | 9.93 | m3
[7 empty] | 8 | 4 | 4 | B | 0 | Surface treatments compacting; bottom of excavations | 46 | m2 |  | Level & compact bottom of excavation | 7.5 | m2
[7 empty] | 8 | 4 | 4 | C | 0 | compacting; filling | 46 | m2 |  | Level & compact fill | 0.53 | m2
[7 empty] | 8 | 4 | 4 | D | 0 | E In Situ Concrete / Large Precast Concrete E10 Mixing/Casting/Curing in situ concrete Blinding below footings; grade C16/20; including all necessary accessories required to complete the work; refer drawing no. 2337-S3-010-001, 002, KYN-CSP-NB-XX-DR-C-9021, KYN-CSP-NB-XX-DR-S-1001 Beds thickness not exceeding 150 mm; 50 mm thick | 3 | m3 |  | Bed; 150-450mm thk | 329.46 | m3
[7 empty] | 8 | 4 | 4 | E | 0 | Reinforced concrete construction; concrete designation C32/40; design chemical class - DC-3z; consistence class - S3; chloride class - CL 0.40; in accordance with BS 8500-1; including all accessories to complete the work; all in accordance with concrete specification; refer drawing no. 2337-S3-010-001, 002, KYN-CSP-NB-XX-DR-C-9021, KYN-CSP-NB-XX-DR-S-1001 Foundations generally; reinforced | 14 | m3 |  | C40 W/P conc, fwk, rebar, exc, C/A, EWS, W/S, L&C, 50 blinding, rebate | 325.24 | m
[7 empty] | 8 | 4 | 5 | A | 0 | E20 Formwork for in situ concrete Formwork for in situ concrete; to maintain specified dimensioning tolerances of finished concrete structure; including all necessary accessories to complete the work; refer drawing no. 2337-S3-010-001, 002, KYN-CSP-NB-XX-DR-C-9021, KYN-CSP-NB-XX-DR-S-1001 Sides of foundations plain vertical; height 250 mm - 500 mm | 46 | m |  | Foundations; ne 250 | 11.03 | m
[7 empty] | 8 | 4 | 5 | B | 0 | E30 Reinforcement for situ concrete B1131 mesh reinforcement; including all lap lengths; and adhering to sustainability requirement of sourcing recycled content (if required); including necessary works; refer drawing no. 2337-S3-010-001, 002, KYN-CSP-NB-XX-DR-C-9021, KYN-CSP-NB-XX-DR-S-1001 Fabric B1131 mesh; to strip footing | 46 | m2 |  | Mesh reinforcement; B1131; vertical | 33.18 | m2
[7 empty] | 8 | 4 | 5 | C | 0 | allow for provision of all chairs/spacers required to support reinforcement. | 1 | ITEM |  | Allowance for chairs & non structural rebar | 1769.62 | tonne
[7 empty] | 8 | 4 | 7 | A | 0 | Retaining wall; to northern boundary, RC wall, to sit inside of boundary Boundary Retaining Wall Type W4 D Groundwork D20 Excavating and filling Excavating Pits (8nr) maximum depth 2.00 - 4.00 m | 20 | m3 |  | RC wall to 600dia piles at 450c/s in W/P C40 (wall & void), rebar, fwk, kicker, waterstops, WP membrane, clean piles | 1203.44 | m
[7 empty] | 8 | 4 | 7 | B | 0 | Trenches; width exceeding 300mm; commencing level varying maximum depth not exceeding 1.00 m | 47 | m3 |  | Excavate trenches for multiple ducts; 1300mm (7) wide; backfill with lean mix conc; dispose of surplus off site; depth to trench invert: 1 - 1.25 m | 300.53 | m
[7 empty] | 8 | 4 | 7 | C | 0 | Items extra over excavating in inert material irrespective of depth excavating below ground water level | 1 | ITEM |  | EO for excavation below water table (prov) | 15.3 | m3
[7 empty] | 8 | 4 | 7 | D | 0 | non-hazardous material; excavating below ground water level | 1 | ITEM |  | EO for excavation in non-hazardous water (prov) | 10.2 | m3
[7 empty] | 8 | 4 | 7 | E | 0 | hazardous material; excavating below ground water level | 1 | ITEM |  | EO for excavation in hazardous water (prov) | 15.3 | m3
[7 empty] | 8 | 4 | 7 | F | 0 | next existing services | 1 | ITEM |  | Survey existing services | 1180 | item
[7 empty] | 8 | 4 | 7 | G | 0 | around existing services crossing excavation | 1 | ITEM |  | EO for excavation around existing services crossing trench (prov) | 27.2 | nr
[7 empty] | 8 | 4 | 7 | H | 0 | Breaking out existing materials rock | 1 | ITEM |  | EO excs for break out rock/stone obstructions (prov) | 37.32 | m3
[7 empty] | 8 | 4 | 7 | J | 0 | concrete | 1 | ITEM |  | Concrete Testing; cubes & tank | 0 | item
[7 empty] | 8 | 4 | 7 | K | 0 | reinforced concrete | 1 | ITEM |  | Reinforcement (250kg/m3) | 40.25 | m
[7 empty] | 8 | 4 | 7 | L | 0 | brickwork, blockwork or stonework | 1 | ITEM |  | Brickwork; HB thick skin of facing brickwork laid against concrete; stretcher bond; to upstands/planters ne 1m high; PCÂ£450/1000; inc 5/m2 ties shot fired to concrete | 118.19 | m2
[7 empty] | 8 | 4 | 7 | M | 0 | coated macadam or asphalt | 1 | ITEM |  | Pre-coated chippings | 8.75 | m2
[7 empty] | 8 | 4 | 8 | A | 0 | Working space allowance to excavations maximum depth 2.00 - 4.00 m pits | 98 | m2 |  | Excavate pits; ne 2m dp | 22.58 | m3
[7 empty] | 8 | 4 | 8 | B | 0 | trenches | 229 | m2 |  | Excavate trenches; ne 2m dp | 14.4 | m3
[7 empty] | 8 | 4 | 8 | C | 0 | Earthwork support maximum depth 2.00 - 4.00 m distance between opposing faces not exceeding 2.00 m | 327 | m2 |  | EWS; ne 2m dp; faces 2-4m | 2.85 | m2
[7 empty] | 8 | 4 | 8 | D | 0 | Disposal surface water | 1 | ITEM |  | Dispose ground water | 12362.47 | item
[7 empty] | 8 | 4 | 8 | E | 0 | ground water | 1 | ITEM |  | Dispose ground water | 12362.47 | item
[7 empty] | 8 | 4 | 8 | F | 0 | excavated material, non-hazardous/ hazardous; off site | 41 | m3 |  | Dispose of excavation arisings off site; hazardous material (fluctuating) | 220.59 | m3
[7 empty] | 8 | 4 | 8 | G | 0 | Filing to excavated material Filling to make up levels average thickness exceeding 0.25m; arising from the excavation | 26 | m3 |  | Filling with free issue materials from site stockpile; load & haul max 50m | 9.93 | m3
[7 empty] | 8 | 4 | 8 | H | 0 | Surface treatments compacting; bottom of excavations | 64 | m2 |  | Level & compact bottom of excavation | 7.5 | m2
[7 empty] | 8 | 4 | 8 | J | 0 | compacting; filling | 64 | m2 |  | Level & compact fill | 0.53 | m2
[7 empty] | 8 | 4 | 8 | K | 0 | E In Situ Concrete / Large Precast Concrete E10 Mixing/Casting/Curing in situ concrete Blinding below footings; grade C16/20; including all necessary accessories required to complete the work; refer drawing no. 2337-S3-010-001, 002, KYN-CSP-NB-XX-DR-C-9022, 9023, KYN-CSP-NB-XX-DR-S-1001 Beds thickness not exceeding 150 mm; 50 mm thick | 4 | m3 |  | Bed; 150-450mm thk | 329.46 | m3
[7 empty] | 8 | 4 | 9 | A | 0 | Mas concrete; grade C16/20; including all necessary accessories required to complete the work; refer drawing no. 2337-S3-010-001, 002, KYN-CSP-NB-XX-DR-C-9022, 9023, KYN-CSP-NB-XX-DR-S-1001 Beds thickness exceeding 450 mm | 19 | m3 |  | Bed; 150-450mm thk | 329.46 | m3
[7 empty] | 8 | 4 | 9 | B | 0 | Reinforced concrete construction; concrete designation C32/40; design chemical class - DC-3z; consistence class - S3; chloride class - CL 0.40; in accordance with BS 8500-1; including all accessories to complete the work; refer drawing no. 2337-S3-010-001, 002, KYN-CSP-NB-XX-DR-C-9022, 9023, KYN-CSP-NB-XX-DR-S-1001 Foundations generally; reinforced | 21 | m3 |  | C40 W/P conc, fwk, rebar, exc, C/A, EWS, W/S, L&C, 50 blinding, rebate | 325.24 | m
[7 empty] | 8 | 4 | 9 | C | 0 | Walls thickness 150-450 mm | 9 | m3 |  | Walls; 150-450 | 205.92 | m3
[7 empty] | 8 | 4 | 9 | D | 0 | E20 Formwork for in situ concrete Formwork for in situ concrete; to maintain specified dimensioning tolerances of finished concrete structure; including all necessary accessories to complete the work; refer drawing no. 2337-S3-010-001, 002, KYN-CSP-NB-XX-DR-C-9021, KYN-CSP-NB-XX-DR-S-1001 Sides of foundations plain vertical; height 250 mm - 500 mm | 8 | m |  | Foundations; ne 250 | 11.03 | m
[7 empty] | 8 | 4 | 9 | E | 0 | plain vertical; height 500 mm - 1.00 m | 24 | m |  | 500g visqueen (125mu); vertical | 1.88 | m2
[7 empty] | 8 | 4 | 9 | F | 0 | Walls vertical | 83 | m2 |  | Walls; one sided; ex 3.0m high; curved | 121.41 | m2
[7 empty] | 8 | 4 | 10 | A | 1 | E30 Reinforcement for situ concrete Reinforcement bars; grade 500N/mm2 to BS 4449, BS 4482, BS 4483 or BS 6744; including all lap lengths; and adhering to sustainability requirement of sourcing recycled content (if required); including necessary works; refer drawing no. 2337-S3-010-001, 002, KYN-CSP-NB-XX-DR-C-9021, KYN-CSP-NB-XX-DR-S-1001 Bar to footing; assumed density @ 100 kg/m3 | 2.07 | t |  | Reinforcement; Various sizes 10-40mm dia @ 100kg/m3 | 1769.62 | tonne
[7 empty] | 8 | 4 | 10 | B | 1 | to walls; assumed density @ 150 kg/m3 | 1.24 | t |  | Reinforcement; in walls; allow 200kg/m3 | 1769.62 | t
[7 empty] | 8 | 4 | 10 | C | 1 | allow for provision of all chairs/spacers required to support reinforcement. | 1 | ITEM |  | Allowance for chairs & non structural rebar | 1769.62 | tonne
[7 empty] | 8 | 4 | 10 | D | 1 | Any other works not included in CSA: Planter wall type W2 E In Situ Concrete / Large Precast Concrete E10 Mixing/Casting/Curing in situ concrete Blinding below footings; grade C16/20; including all necessary accessories required to complete the work; refer drawing no. 2337-S3-010-001, 002, KYN-CSP-NB-XX-DR-C-9022, 9023, KYN-CSP-NB-XX-DR-S-1001 Beds thickness not exceeding 150 mm; 50 mm thick | 2 | m3 |  | Concrete bed; 150thk C40; 2 layers A252; 150thk 6F2; exc & c/a; B/O & dispose on completion | 99.48 | m2
[7 empty] | 8 | 4 | 10 | E | 1 | Reinforced concrete construction; concrete designation C32/40; design chemical class - DC-3z; consistence class - S3; chloride class - CL 0.40; in accordance with BS 8500-1; including all accessories to complete the work; refer drawing no. 2337-S3-010-001, 002, KYN-CSP-NB-XX-DR-C-9022, 9023, KYN-CSP-NB-XX-DR-S-1001 Foundations generally; reinforced | 9 | m3 |  | C40 W/P conc, fwk, rebar, exc, C/A, EWS, W/S, L&C, 50 blinding, rebate | 325.24 | m
[7 empty] | 8 | 4 | 11 | A | 1 | Walls thickness 150-450 mm | 2 | m3 |  | Walls; 150-450 | 205.92 | m3
[7 empty] | 8 | 4 | 11 | B | 1 | E20 Formwork for in situ concrete Formwork for in situ concrete; to maintain specified dimensioning tolerances of finished concrete structure; including all necessary accessories to complete the work; refer drawing no. 2337-S3-010-001, 002, KYN-CSP-NB-XX-DR-C-9021, KYN-CSP-NB-XX-DR-S-1001 Sides of foundations plain vertical; height 250 mm - 500 mm | 79 | m |  | Foundations; ne 250 | 11.03 | m
[7 empty] | 8 | 4 | 11 | C | 1 | Walls vertical | 26 | m2 |  | Walls; one sided; ex 3.0m high; curved | 121.41 | m2
[7 empty] | 8 | 4 | 11 | D | 1 | E30 Reinforcement for situ concrete Reinforcement bars; grade 500N/mm2 to BS 4449, BS 4482, BS 4483 or BS 6744; including all lap lengths; and adhering to sustainability requirement of sourcing recycled content (if required); including necessary works; refer drawing no. 2337-S3-010-001, 002, KYN-CSP-NB-XX-DR-C-9021, KYN-CSP-NB-XX-DR-S-1001 Bar to footing; assumed density @ 100 kg/m3 | 1.77 | t |  | Reinforcement; Various sizes 10-40mm dia @ 100kg/m3 | 1769.62 | tonne
[7 empty] | 8 | 4 | 11 | E | 1 | to walls; assumed density @ 150 kg/m3 | 0.58 | t |  | Reinforcement; in walls; allow 200kg/m3 | 1769.62 | t
[7 empty] | 8 | 4 | 11 | F | 1 | allow for provision of all chairs/spacers required to support reinforcement. | 1 | ITEM |  | Allowance for chairs & non structural rebar | 1769.62 | tonne
[7 empty] | 8 | 4 | 13 | A | 1 | Planter wall type W5 E In Situ Concrete / Large Precast Concrete E10 Mixing/Casting/Curing in situ concrete Blinding below footings; grade C16/20; including all necessary accessories required to complete the work; refer drawing no. 2337-S3-010-001, 002, KYN-CSP-NB-XX-DR-C-9022, 9023, KYN-CSP-NB-XX-DR-S-1001 Beds thickness not exceeding 150 mm; 50 mm thick | 2 | m3 |  | PC retaining wall units; L shaped 4.55m high x 550 thk wall on 3.50m x 600 thk base. Reckli finish to one side of wall. 180kg/m3 rebar. Curved on plan | 9882.6 | m
[7 empty] | 8 | 4 | 13 | B | 1 | Reinforced concrete construction; concrete designation C32/40; design chemical class - DC-3z; consistence class - S3; chloride class - CL 0.40; in accordance with BS 8500-1; including all accessories to complete the work; refer drawing no. 2337-S3-010-001, 002, KYN-CSP-NB-XX-DR-C-9022, 9023, KYN-CSP-NB-XX-DR-S-1001 Foundations generally; reinforced | 7 | m3 |  | C40 W/P conc, fwk, rebar, exc, C/A, EWS, W/S, L&C, 50 blinding, rebate | 325.24 | m
[7 empty] | 8 | 4 | 13 | C | 1 | Walls thickness 150-450 mm | 2 | m3 |  | Walls; 150-450 | 205.92 | m3
[7 empty] | 8 | 4 | 13 | D | 1 | E20 Formwork for in situ concrete Formwork for in situ concrete; to maintain specified dimensioning tolerances of finished concrete structure; including all necessary accessories to complete the work; refer drawing no. 2337-S3-010-001, 002, KYN-CSP-NB-XX-DR-C-9021, KYN-CSP-NB-XX-DR-S-1001 Sides of foundations plain vertical; height 250 mm - 500 mm | 61 | m |  | Foundations; ne 250 | 11.03 | m
[7 empty] | 8 | 4 | 13 | E | 1 | Walls vertical | 23 | m2 |  | Walls; one sided; ex 3.0m high; curved | 121.41 | m2
[7 empty] | 8 | 4 | 14 | A | 1 | E30 Reinforcement for situ concrete Reinforcement bars; grade 500N/mm2 to BS 4449, BS 4482, BS 4483 or BS 6744; including all lap lengths; and adhering to sustainability requirement of sourcing recycled content (if required); including necessary works; refer drawing no. 2337-S3-010-001, 002, KYN-CSP-NB-XX-DR-C-9021, KYN-CSP-NB-XX-DR-S-1001 Bar to footing; assumed density @ 100 kg/m3 | 0.69 | t |  | Reinforcement; Various sizes 10-40mm dia @ 100kg/m3 | 1769.62 | tonne
[7 empty] | 8 | 4 | 14 | B | 1 | to walls; assumed density @ 150 kg/m3 | 0.26 | t |  | Reinforcement; in walls; allow 200kg/m3 | 1769.62 | t
[7 empty] | 8 | 4 | 14 | C | 1 | allow for provision of all chairs/spacers required to support reinforcement. | 1 | ITEM |  | Allowance for chairs & non structural rebar | 1769.62 | tonne
[7 empty] | 8 | 4 | 15 | D | 1 | Brick retaining wall D Groundwork D20 Excavating and filling Excavating Trenches; width exceeding 300mm; commencing level varying maximum depth not exceeding 1.00 m | 9 | m3 |  | Footing for brick wall including 900 x 500dp trench & 900 x 300 concrete strip footing | 82.25 | m
[7 empty] | 8 | 4 | 15 | E | 1 | Items extra over excavating in inert material irrespective of depth excavating below ground water level | 1 | ITEM |  | EO for excavation below water table (prov) | 15.3 | m3
[7 empty] | 8 | 4 | 15 | F | 1 | non-hazardous material; excavating below ground water level | 1 | ITEM |  | EO for excavation in non-hazardous water (prov) | 10.2 | m3
[7 empty] | 8 | 4 | 15 | G | 1 | hazardous material; excavating below ground water level | 1 | ITEM |  | EO for excavation in hazardous water (prov) | 15.3 | m3
[7 empty] | 8 | 4 | 15 | H | 1 | next existing services | 1 | ITEM |  | Survey existing services | 1180 | item
[7 empty] | 8 | 4 | 16 | A | 1 | Items extra over excavating in inert material irrespective of depth around existing services crossing excavation | 1 | ITEM |  | EO for excavation around existing services crossing trench (prov) | 27.2 | nr
[7 empty] | 8 | 4 | 16 | B | 1 | Breaking out existing materials rock | 1 | ITEM |  | EO excs for break out rock/stone obstructions (prov) | 37.32 | m3
[7 empty] | 8 | 4 | 16 | C | 1 | concrete | 1 | ITEM |  | Concrete Testing; cubes & tank | 0 | item
[7 empty] | 8 | 4 | 16 | D | 1 | reinforced concrete | 1 | ITEM |  | Reinforcement (250kg/m3) | 40.25 | m
[7 empty] | 8 | 4 | 16 | E | 1 | brickwork, blockwork or stonework | 1 | ITEM |  | Brickwork; HB thick skin of facing brickwork laid against concrete; stretcher bond; to upstands/planters ne 1m high; PCÂ£450/1000; inc 5/m2 ties shot fired to concrete | 118.19 | m2
[7 empty] | 8 | 4 | 16 | F | 1 | coated macadam or asphalt | 1 | ITEM |  | Pre-coated chippings | 8.75 | m2
[7 empty] | 8 | 4 | 16 | G | 1 | Working space allowance to excavations maximum depth not exceeding 1.00 m trenches | 18 | m2 |  | Working space; trenches; b/fill with imported type 1 | 48.07 | m2
[7 empty] | 8 | 4 | 16 | H | 1 | Earthwork support maximum depth not exceeding 1.00 m distance between opposing faces not exceeding 2.00 m | 18 | m2 |  | EWS; ne 1m dp; faces 2-4m | 0.84 | m2
[7 empty] | 8 | 4 | 16 | J | 1 | Disposal surface water | 1 | ITEM |  | Dispose ground water | 12362.47 | item
[7 empty] | 8 | 4 | 16 | K | 1 | ground water | 1 | ITEM |  | Dispose ground water | 12362.47 | item
[7 empty] | 8 | 4 | 16 | L | 1 | excavated material, non-hazardous/ hazardous; off site | 6 | m3 |  | Dispose of excavation arisings off site; hazardous material (fluctuating) | 220.59 | m3
[7 empty] | 8 | 4 | 16 | M | 1 | Filing to excavated material Filling to make up levels average thickness exceeding 0.25m; arising from the excavation | 3 | m3 |  | Filling with free issue materials from site stockpile; load & haul max 50m | 9.93 | m3
[7 empty] | 8 | 4 | 16 | N | 1 | Surface treatments compacting; bottom of excavations | 9 | m2 |  | Level & compact bottom of excavation | 7.5 | m2
[7 empty] | 8 | 4 | 16 | P | 1 | compacting; filling | 6 | m2 |  | Level & compact fill | 0.53 | m2
[7 empty] | 8 | 4 | 17 | A | 1 | E In Situ Concrete / Large Precast Concrete E10 Mixing/Casting/Curing in situ concrete Blinding below footings; grade C16/20; including all necessary accessories required to complete the work; refer drawing no. 2337-S3-010-001, 002, KYN-CSP-NB-XX-DR-C-9022, 9023, 9026, KYN-CSP-NB-XX-DR-S-1001 Beds thickness not exceeding 150 mm; 50 mm thick | 1 | m3 |  | Bed; 150-450mm thk | 329.46 | m3
[7 empty] | 8 | 4 | 17 | B | 1 | Reinforced concrete construction; concrete designation C32/40; design chemical class - DC-3z; consistence class - S3; chloride class - CL 0.40; in accordance with BS 8500-1; including all accessories to complete the work; refer drawing no. 2337-S3-010-001, 002, KYN-CSP-NB-XX-DR-C-9022, 9023, KYN-CSP-NB-XX-DR-S-1001 Foundations generally; reinforced | 2 | m3 |  | C40 W/P conc, fwk, rebar, exc, C/A, EWS, W/S, L&C, 50 blinding, rebate | 325.24 | m
[7 empty] | 8 | 4 | 17 | C | 1 | E20 Formwork for in situ concrete Formwork for in situ concrete; to maintain specified dimensioning tolerances of finished concrete structure; including all necessary accessories to complete the work; refer drawing no. 2337-S3-010-001, 002, KYN-CSP-NB-XX-DR-C-9021, KYN-CSP-NB-XX-DR-S-1001 Sides of foundations plain vertical; height not exceeding 250 mm | 8 | m |  | Foundations; ne 250 | 11.03 | m
[7 empty] | 8 | 4 | 17 | D | 1 | E30 Reinforcement for situ concrete B503 mesh; including all lap lengths; and adhering to sustainability requirement of sourcing recycled content (if required); including necessary works; refer drawing no. 2337-S3-010-001, 002, KYN-CSP-NB-XX-DR-C-9021, KYN-CSP-NB-XX-DR-S-1001 Fabric B503 mesh | 9 | m2 |  | Mesh reinforcement; B503 | 18.49 | m2
[7 empty] | 8 | 4 | 18 | A | 1 | E30 Reinforcement for situ concrete B503 mesh; including all lap lengths; and adhering to sustainability requirement of sourcing recycled content (if required); including necessary works; refer drawing no. 2337-S3-010-001, 002, KYN-CSP-NB-XX-DR-C-9021, KYN-CSP-NB-XX-DR-S-1001 Fabric allow for provision of all chairs/spacers required to support reinforcement. | 1 | ITEM |  | Mesh reinforcement; B503; vertical | 23.09 | m2
[7 empty] | 8 | 4 | 19 | B | 1 | General pricing point allow for retaining wall type W6 including foundations, finishes etc.; refer drawing no. 2337-S3-010-002 | 7 | m |  | EWS; king post wall; 3m retained height (provisional) | 388.08 | m2
[7 empty] | 8 | 4 | 19 | C | 1 | allow for high picket fencing as per CSA | 1 | ITEM |  | Remove wooden fencing; 1.80m high | 67.55 | m
[7 empty] | 8 | 4 | 19 | D | 1 | allow for high close boarded fencing to neighbouring boundaries as per CSA | 1 | ITEM |  | Heras Fencing; 3.5m panels x 2m high (tree protection) | 30.65 | m
[7 empty] | 8 | 4 | 19 | E | 1 | allow for curved lightwell; in situ concrete retaining wall; as per CSA | 1 | ITEM |  | PC retaining wall units; L shaped 4.55m high x 550 thk wall on 3.50m x 600 thk base. Reckli finish to one side of wall. 180kg/m3 rebar. Curved on plan | 9882.6 | m
[7 empty] | 8 | 4 | 19 | F | 1 | allow for curved lightwell; associated excavation and muckaway; as per CSA | 1 | ITEM |  | EWS; ne 6m dp; faces ex 4m; to shaft in embankment for crane base | 84.17 | m2
[7 empty] | 8 | 4 | 19 | G | 1 | allow for automised vehicle gates, to egress point where required as per CSA | 1 | ITEM |  | Double gate; vehicle access; 8m | 1977.33 | nr
[7 empty] | 8 | 5 | 1 | A | 0 | 8.5 External Fixtures 8.5 External Fixtures The following works have been measured in accordance with SMM7. The only departures from SMM7 are in connection with various pricing points where sufficient details are not available . Land maintenance shed Q Paving/Planting/Fencing/Site furniture Q50 Site/Street furniture/equipment Maintenance shed; type E8; details tbc; including footings, earthwork, finishing, fittings and all accessories required to complete the works; refer drawing no. 2337-S3-010-001,002 Fixtures, furnishings and equipment not associated with services overall size 3000x2000mm, height tbc | 1 | nr |  | EWS; ne 6m dp; faces 2-4m | 64.58 | m2
[7 empty] | 8 | 5 | 1 | B | 0 | Timber covered seating Q Paving/Planting/Fencing/Site furniture Q50 Site/Street furniture/equipment Outdoor pergola structure; type E2; details tbc; including footings, earthwork, finishing, fittings and all accessories required to complete the works; refer drawing no. 2337-S3-010-001,002 Fixtures, furnishings and equipment not associated with services overall size 4500x3750mm, height tbc | 1 | nr |  | Corten steel irregular shaped seat with Iroko HW seating slats; 450mm high; sides 2150 x 1850 x 1800 x 1100; bolted to concrete foundation | 10651.39 | nr
[7 empty] | 8 | 5 | 2 | A | 0 | Focal Water feature; to Main Garden Q Paving/Planting/Fencing/Site furniture Q50 Site/Street furniture/equipment Water feature; type E5; details tbc; including base, earthwork, finishing, fittings and all accessories required to complete the works; refer drawing no. 2337-S3-010-001,002 Fixtures, furnishings and equipment not associated with services overall size 1200x1200mm | 1 | nr |  | Quadrant QHB; 305 x 255; concrete bed & haunch | 69.25 | nr
[7 empty] | 8 | 5 | 2 | B | 0 | Trellis & Colonnade; to Main Garden Q Paving/Planting/Fencing/Site furniture Q50 Site/Street furniture/equipment Timber trellis; type T3; material - Iroko; supplier: Alan Hayward Joinery; size bespoke; including foundation, earthwork, finishing, fittings and all accessories required to complete the works; refer drawing no. 2337-S3-010-001,002 Fixtures, furnishings and equipment not associated with services height tbc | 9 | m |  | Bench; timber; Iroko; 1800lg x 650 x 900 hgh | 763.42 | nr
[7 empty] | 8 | 5 | 2 | C | 0 | Timber trellis; type T4; material - Iroko; supplier: Alan Hayward Joinery; size bespoke; including foundation, earthwork, finishing, fittings and all accessories required to complete the works; refer drawing no. 2337-S3-010-001,002 Fixtures, furnishings and equipment not associated with services height tbc | 9 | m |  | Bench; timber; Iroko; 1800lg x 650 x 900 hgh | 763.42 | nr
[7 empty] | 8 | 5 | 3 | A | 0 | Timber trellis to boundary; type T5; material - Iroko; supplier: Alan Hayward Joinery; size bespoke; including foundation, earthwork, finishing, fittings and all accessories required to complete the works; refer drawing no. 2337-S3-010-001,002 Fixtures, furnishings and equipment not associated with services height tbc | 68 | m |  | Bench; timber; Iroko; 1800lg x 650 x 900 hgh | 763.42 | nr
[7 empty] | 8 | 5 | 3 | B | 0 | Timber trellis to boundary; type T6; material - Iroko; supplier: Alan Hayward Joinery; size bespoke; including foundation, earthwork, finishing, fittings and all accessories required to complete the works; refer drawing no. 2337-S3-010-001,002 Fixtures, furnishings and equipment not associated with services height tbc | 23 | m |  | Bench; timber; Iroko; 1800lg x 650 x 900 hgh | 763.42 | nr
[7 empty] | 8 | 5 | 3 | C | 0 | Colonnade set; type E7; details tbc; including base, earthwork, finishing, fittings and all accessories required to complete the works; refer drawing no. 2337-S3-010-001,002 Fixtures, furnishings and equipment not associated with services complete set of 2 nr curves of length 3.7m each; height & details tbc | 1 | nr |  | S&F lighting column; DW Windsor Kirium Pro Mini with 5m Linear column; Philips full prog driver to run 3000k 8LED D1 optic light engine at 500mA with 35 lux photocell; concrete base; 750 x 750 x 1.65m dp; sleeve for post; 2nr flexible ducts. Painted in Ral 9005 black | 1449.01 | nr
[7 empty] | 8 | 5 | 3 | D | 0 | Pergola; to Rear Garden Q Paving/Planting/Fencing/Site furniture Q50 Site/Street furniture/equipment Pergola; type E6; details tbc; including footings, earthwork, finishing, fittings and all accessories required to complete the works; refer drawing no. 2337-S3-010-001,002 Fixtures, furnishings and equipment not associated with services overall area approx. 25m2 | 1 | nr |  | 50/50 paving; comprising alternative courses of Clay paviour; Hardscape; 48 x 200 x 85; on sand bed & pointing & Murarosy 50mm plastic spacers; (gaps filled with topsoil and grass seed by others) | 65.46 | m2
[7 empty] | 8 | 5 | 4 | A | 0 | Outdoor kitchen, for dining and cooking activities Q Paving/Planting/Fencing/Site furniture Q50 Site/Street furniture/equipment Outdoor kitchen and BBQ; type E1; details tbc; including base, fittings and all accessories required to complete the works; refer drawing no. 2337-S3-010-001,002 Fixtures, furnishings and equipment not associated with services overall size 3200x800mm | 1 | nr |  | GreenBlue Urban Clyde rectangular tree grille; 1200 x 1600; grill & frame, with RootRain Hydrogrille irrigation system & inlet | 3207.56 | nr
[7 empty] | 8 | 5 | 4 | B | 0 | Decorative trellis; to split gardens, with hidden gates Q Paving/Planting/Fencing/Site furniture Q50 Site/Street furniture/equipment Timber trellis & gateway; type T1; material - Iroko; supplier: Alan Hayward Joinery; size bespoke; including foundation, earthwork, finishing, fittings and all accessories required to complete the works; refer drawing no. 2337-S3-010-001,002 Fixtures, furnishings and equipment not associated with services height tbc | 18 | m |  | Tree pit; 5m x 5m; RootSpace UPVC 500 x 500 x 600hgh 20t load bearing units with aeration caps on 150mm permeable stone, covered with geonet membrane, ; filled with Rootsoil Hydro topsoil; including Arborvent aeration/irrigation inlets, Arborguy anchor straps c/w anchors, Arborflow 100SUDS modular array under 1500 x 1500 tree grille and frame; (for pits under road construction). | 11099.93 | nr
[7 empty] | 8 | 5 | 4 | C | 0 | Timber trellis & gateway; type T2; material - Iroko; supplier: Alan Hayward Joinery; size bespoke; including foundation, earthwork, finishing, fittings and all accessories required to complete the works; refer drawing no. 2337-S3-010-001,002 Fixtures, furnishings and equipment not associated with services height tbc | 24 | m |  | Bench; timber; Iroko; 1800lg x 650 x 900 hgh | 763.42 | nr
[7 empty] | 8 | 5 | 5 | A | 0 | Focal sculpture, bench or water feature Q Paving/Planting/Fencing/Site furniture Q50 Site/Street furniture/equipment Sculpture or water feature; type E10; details tbc; including plinth, earthwork, finishing, fittings and all accessories required to complete the works; refer drawing no. 2337-S3-010-001,002 Fixtures, furnishings and equipment not associated with services plinth size 1200x650mm | 1 | nr |  | Corten steel irregular shaped seat with Iroko HW seating slats; 450mm high; sides 2150 x 1850 x 1800 x 1100; bolted to concrete foundation | 10651.39 | nr
[7 empty] | 8 | 5 | 5 | B | 0 | Sculpture; type E4; details tbc; including plinth, earthwork, finishing, fittings and all accessories required to complete the works; refer drawing no. 2337-S3-010-001,002 Fixtures, furnishings and equipment not associated with services plinth size 1100x500mm | 1 | nr |  | 300mm thk plinth | 222.29 | m2
[7 empty] | 8 | 5 | 5 | C | 0 | General Pricing Points allow for trellis to lightwell as per CSA | 1 | ITEM |  | Budget; allowance of shearails as above per column (price per col) | 152.09 | cols
[7 empty] | 8 | 5 | 5 | D | 0 | allow for water feature; to Moroccan inspired lightwell as per CSA | 1 | ITEM |  | S&F lighting column; DW Windsor Kirium Pro Mini with 5m Linear column; Philips full prog driver to run 3000k 8LED D1 optic light engine at 500mA with 35 lux photocell; concrete base; 750 x 750 x 1.65m dp; sleeve for post; 2nr flexible ducts. Painted in Ral 9005 black | 1449.01 | nr
[7 empty] | 8 | 5 | 5 | E | 0 | allow for lounge seating area, with central firepit as per CSA | 1 | ITEM |  | Marshalls PC concrete seating unit; ref A5; 800 x 1200 x 450, with recessed shadow gap around base with concealed LED lighting; silver grey acid etched; slatted FSC timber hardwood seat & backrest in 60 x 60 x 10 steel angle frame | 7450.27 | nr
[7 empty] | 8 | 5 | 5 | F | 0 | allow for garden rooms, multifunctional terraces as per CSA | 1 | ITEM |  | Corten steel inset seat with Iroko HW seating slats; inset into 900mm high steel upstands/planters with integral frame | 1065.13 | m
[7 empty] | 8 | 6 | 1 | A | 0 | X DRAINAGE X DRAINAGE The following works have been measured in accordance with SMM7. The only departures from SMM7 are in connection with various pricing points where sufficient details are not available . SURFACE WATER DRAINAGE Note: Drainage work at ground level - Excavation commencement levels from underside of hard/softscape build-ups of each area Surface water drainage to site boundary D Groundwork D20 Excavating and filling Excavating Pits (1nr); commencing level 110.06m maximum depth 2-4m | 229 | m3 |  | Excavate trenches for 4nr ducts ne 200mm dia; backfill with 6F2; dispose of surplus off site; depth to invert: 1 - 1.25 m | 132.11 | m
[7 empty] | 8 | 6 | 1 | B | 0 | Items extra over excavating in inert material irrespective of depth excavating below ground water level | 1 | ITEM |  | EO for excavation below water table (prov) | 15.3 | m3
[7 empty] | 8 | 6 | 1 | C | 0 | non-hazardous material; excavating below ground water level | 1 | ITEM |  | EO for excavation in non-hazardous water (prov) | 10.2 | m3
[7 empty] | 8 | 6 | 1 | D | 0 | hazardous material; excavating below ground water level | 1 | ITEM |  | EO for excavation in hazardous water (prov) | 15.3 | m3
[7 empty] | 8 | 6 | 1 | E | 0 | next existing services | 1 | ITEM |  | Survey existing services | 1180 | item
[7 empty] | 8 | 6 | 1 | F | 0 | around existing services crossing excavation | 1 | ITEM |  | EO for excavation around existing services crossing trench (prov) | 27.2 | nr
[7 empty] | 8 | 6 | 1 | G | 0 | Breaking out existing materials rock | 1 | ITEM |  | EO excs for break out rock/stone obstructions (prov) | 37.32 | m3
[7 empty] | 8 | 6 | 1 | H | 0 | concrete | 1 | ITEM |  | Concrete Testing; cubes & tank | 0 | item
[7 empty] | 8 | 6 | 1 | J | 0 | reinforced concrete | 1 | ITEM |  | Reinforcement (250kg/m3) | 40.25 | m
[7 empty] | 8 | 6 | 2 | A | 0 | Breaking out existing materials brickwork, blockwork or stonework | 1 | ITEM |  | Demolish existing brickwork/blockwork/plaster (Reduce walls to solid m3) | 120.3 | m3
[7 empty] | 8 | 6 | 2 | B | 0 | coated macadam or asphalt | 1 | ITEM |  | Pre-coated chippings | 8.75 | m2
[7 empty] | 8 | 6 | 2 | C | 0 | Working space allowance to excavations. pit | 135 | m2 |  | Working space; pits; b/fill with SEM | 13.25 | m2
[7 empty] | 8 | 6 | 2 | D | 0 | Earthwork support Maximum depth depth 2-4m distance between opposing faces 2.00 - 4.00 m | 116 | m2 |  | EWS; ne 2m dp; faces 2-4m | 2.85 | m2
[7 empty] | 8 | 6 | 2 | E | 0 | distance between opposing faces exceeding 4.00 m | 20 | m2 |  | EWS; ne 4m dp; faces 2-4m | 21.53 | m2
[7 empty] | 8 | 6 | 2 | F | 0 | Disposal surface water | 1 | ITEM |  | Dispose ground water | 12362.47 | item
[7 empty] | 8 | 6 | 2 | G | 0 | ground water | 1 | ITEM |  | Dispose ground water | 12362.47 | item
[7 empty] | 8 | 6 | 2 | H | 0 | excavated material, non-hazardous/ hazardous; off site | 191 | m3 |  | Dispose of excavation arisings off site; hazardous material (fluctuating) | 220.59 | m3
[7 empty] | 8 | 6 | 2 | J | 0 | Engineering filling above attenuation tank; using excavated earth; refer drawing no. KYN-CSP-NB-XX-DR-D-9013 Filling to make up levels average thickness exceeding 0.25m; obtained off site | 38 | m3 |  | Filling with free issue materials from site stockpile; load & haul max 50m | 9.93 | m3
[7 empty] | 8 | 6 | 2 | K | 0 | Granular fill, free from fines; details to be confirmed; refer drawing no. KYN-CSP-NB-XX-DR-D-9013 Filling to make up levels average thickness exceeding 0.25m; obtained off site | 56 | m3 |  | Imported granular fill; type 1 (c/c); ne 250 thk | 52.09 | m3
[7 empty] | 8 | 6 | 3 | A | 0 | Hydro international stormblock extra storage crates; size 800mm x 800x 600mm deep; refer drawing no. KYN-CSP-NB-XX-DR-D-9013 Filling to make up levels average thickness exceeding 0.25m; obtained off site | 122 | m3 |  | 2 pile (600dia); 2700x900x1400; Exc, C/A, EWS, W/S, L&C, 50 blinding, C40 conc, fwk, 120kg/m3 rebar, cut down piles | 2930.19 | nr
[7 empty] | 8 | 6 | 3 | B | 0 | E In situ concrete/Large precast concrete E10 In-situ concrete construction generally Concrete to top slab of atenuation tank; grade C20; including all accessories required to complete the works; refer drawing no. KYN-CSP-NB-XX-DR-D-9013 Beds thickness not exceeding 150mm; 150mm thick; including all accessories required to complete the works; refer drawing no. KYN-CSP-NB-XX-DR-D-9013 | 25 | m3 |  | EO in-situ wall (3.50 x 250 x 3.00hg) for pre-cast wall | 140.68 | nr
[7 empty] | 8 | 6 | 3 | C | 0 | E20 Formwork for in situ concrete Formwork to RC sab on top of attenuation slab Sides of ground beams and edges of beds plain vertical; height not exceeding 250mm | 64 | m |  | Ground beams & edge of bed; 250-500 | 20.9 | m
[7 empty] | 8 | 6 | 3 | D | 0 | E30 Reinforcement for in situ concrete A252 mesh reinforcement to RC slab on top of attenuation slab; including all accessories required to complete the works; refer drawing no. KYN-CSP-NB-XX-DR-D-9013 Fabric A252 mesh reinforcement | 328 | m2 |  | Mesh reinforcement; A252 | 12.41 | m2
[7 empty] | 8 | 6 | 4 | A | 0 | P Building fabric sundries P10 Sundry insulation/proofing work/fire stops Non woven geotextile; details to be confirmed; including all accessories required to complete the works; refer drawing no. KYN-CSP-NB-XX-DR-D-9013 Sheets plain areas; horizontal; to base of gravel fill | 277 | m2 |  | Install 200mm Polystyrene insulation; within concrete wall; hold in place; install only free issue | 22.25 | m2
[7 empty] | 8 | 6 | 4 | B | 0 | plain areas; vertical; to sides of gravel fill | 105 | m2 |  | Level & compact surface of fill; vertical & battered faces | 3 | m2
[7 empty] | 8 | 6 | 4 | C | 0 | Waterproofing membrane to perimeter of attenuation tank; details to be confirmed; including all accessories required to complete the works; refer drawing no. KYN-CSP-NB-XX-DR-D-9013 Sheets plain areas; horizontal; to base of gravel fill | 185 | m2 |  | Impervious tanking membrane; horizontal | 6.91 | m2
[7 empty] | 8 | 6 | 4 | D | 0 | plain areas; vertical; to sides of gravel fill | 105 | m2 |  | Level & compact surface of fill; vertical & battered faces | 3 | m2
[7 empty] | 8 | 6 | 4 | E | 0 | R Disposal systems R12 Drainage below ground Excavation trenches for pipes; including for dewatering if any; providing contractor designed earthwork support and ventilation for deep drainage; backfilling, disposing of surplus excavated material on/off site and levelling in the areas to be filled; refer drawings and specification KYH-CSP-NB-XX-RP-S-0006 civil & structural specification Excavating trenches Pipes not exceeding 200 mm nominal size; nominal dia of pipe 100mm trench, average depth not exceeding 0.25m | 7 | m |  | Excavate trenches for pipes ne 200mm dia; backfill with SEM; dispose of surplus on site; depth to invert: 1.25 - 1.5m | 24.45 | m
[7 empty] | 8 | 6 | 4 | F | 0 | trench, average depth exceeding 0.25m but not exceeding 0.5m | 72 | m |  | Excavate trenches; ne 0.25m dp | 15.87 | m3
[7 empty] | 8 | 6 | 4 | G | 0 | trench, average depth exceeding 0.5m but not exceeding 0.75m | 53 | m |  | 0.75m deep trench b/fill wi 6F2, pipe ne 100 dia by others, sand B&S & warning tape | 59.19 | m
[7 empty] | 8 | 6 | 5 | A | 0 | R Disposal systems R12 Drainage below ground Excavation trenches for pipes; including for dewatering if any; providing contractor designed earthwork support and ventilation for deep drainage; backfilling, disposing of surplus excavated material on/off site and levelling in the areas to be filled; refer drawings and specification KYH-CSP-NB-XX-RP-S-0006 civil & structural specification Excavating trenches Pipes not exceeding 200 mm nominal size; nominal dia of pipe 100mm trench, average depth exceeding 0.75m but not exceeding 1m | 65 | m |  | Excavate trenches for pipes ne 200mm dia; backfill with SEM; dispose of surplus on site; depth to invert: 0.5 - 0.75m | 7.78 | m
[7 empty] | 8 | 6 | 5 | B | 0 | trench, average depth exceeding 1m but not exceeding 1.25m | 6 | m |  | 0.75m deep trench b/fill wi SEM, pipe ne 100 dia by others, sand B&S & warning tape | 43.24 | m
[7 empty] | 8 | 6 | 5 | C | 0 | trench, average depth exceeding 1.25m but not exceeding 1.5m | 21 | m |  | Excavate trenches for multiple ducts; 1650mm (9) wide; backfill with lean mix conc; dispose of surplus off site; depth to trench invert: 1.25 - 1.5 m | 463.14 | m
[7 empty] | 8 | 6 | 5 | D | 0 | trench, average depth exceeding 1.5m but not exceeding 1.75m | 4 | m |  | 0.75m deep trench b/fill wi SEM, pipe ne 100 dia by others, sand B&S & warning tape | 43.24 | m
[7 empty] | 8 | 6 | 5 | E | 0 | trench, average depth exceeding 2.75m but not exceeding 3m | 1 | m |  | 0.75m deep trench b/fill wi SEM, pipe ne 100 dia by others, sand B&S & warning tape | 43.24 | m
[7 empty] | 8 | 6 | 5 | F | 0 | Pipes not exceeding 200 mm nominal size; nominal dia of pipe 150mm trench, average depth not exceeding 0.25m | 26 | m |  | Pipes in trenches; cast iron; Ensign; size: 150mm dia | 75.05 | m
[7 empty] | 8 | 6 | 5 | G | 0 | trench, average depth exceeding 0.5m but not exceeding 0.75m | 10 | m |  | 0.75m deep trench b/fill wi 6F2, pipe ne 100 dia by others, sand B&S & warning tape | 59.19 | m
[7 empty] | 8 | 6 | 5 | H | 0 | trench, average depth exceeding 0.75m but not exceeding 1m | 55 | m |  | 0.75m deep trench b/fill wi SEM, pipe ne 100 dia by others, sand B&S & warning tape | 43.24 | m
[7 empty] | 8 | 6 | 5 | J | 0 | trench, average depth exceeding 1m but not exceeding 1.25m | 50 | m |  | 0.75m deep trench b/fill wi SEM, pipe ne 100 dia by others, sand B&S & warning tape | 43.24 | m
[7 empty] | 8 | 6 | 5 | K | 0 | trench, average depth exceeding 1.25m but not exceeding 1.5m | 8 | m |  | Excavate trenches for multiple ducts; 1650mm (9) wide; backfill with lean mix conc; dispose of surplus off site; depth to trench invert: 1.25 - 1.5 m | 463.14 | m
[7 empty] | 8 | 6 | 5 | L | 0 | trench, average depth exceeding 1.75m but not exceeding 2m | 11 | m |  | 0.75m deep trench b/fill wi SEM, pipe ne 100 dia by others, sand B&S & warning tape | 43.24 | m
[7 empty] | 8 | 6 | 5 | M | 0 | trench, average depth exceeding 2m but not exceeding 2.25m | 19 | m |  | Excavate trenches for pipes ne 200mm dia; backfill with SEM; dispose of surplus off site; depth to invert: 2 - 2.25m | 81.49 | m
[7 empty] | 8 | 6 | 5 | N | 0 | trench, average depth exceeding 2.5m but not exceeding 2.75m | 14 | m |  | Excavate trenches for 225mm dia ducts; backfill with SEM; dispose of surplus off site; depth to invert: 2.5 - 2.75 m | 151.68 | m
[7 empty] | 8 | 6 | 5 | P | 0 | trench, average depth exceeding 3m but not exceeding 3.25m | 11 | m |  | Excavate trenches for 300mm dia ducts; backfill with SEM; dispose of surplus off site; depth to invert: 3.25 - 3.5 m | 190.29 | m
[7 empty] | 8 | 6 | 5 | Q | 0 | trench, average depth exceeding 3.75m but not exceeding 4m | 7 | m |  | 0.75m deep trench b/fill wi SEM, pipe ne 100 dia by others, sand B&S & warning tape | 43.24 | m
[7 empty] | 8 | 6 | 6 | A | 0 | Pipes exceeding 200 mm nominal size; nominal dia of pipe 225mm trench, average depth exceeding 1.75m but not exceeding 2m | 28 | m |  | Excavate trenches for 225mm dia pipes; backfill with SEM; dispose of surplus off site; depth to invert: 2.5 - 2.75m | 116.06 | m
[7 empty] | 8 | 6 | 6 | B | 0 | trench, average depth exceeding 3m but not exceeding 3.25m | 3 | m |  | Excavate trenches for 300mm dia ducts; backfill with SEM; dispose of surplus off site; depth to invert: 3.25 - 3.5 m | 190.29 | m
[7 empty] | 8 | 6 | 6 | C | 0 | Pipes exceeding 200 mm nominal size; nominal dia of pipe 300mm trench, average depth exceeding 0.5m but not exceeding 0.75m (slotted pipe) | 62 | m |  | Excavate trenches for 300mm dia pipes; backfill with SEM; dispose of surplus off site; depth to invert: 2.5 - 2.75m | 125.26 | m
[7 empty] | 8 | 6 | 6 | D | 0 | Items extra over excavating trenches, irrespective of depth breaking out existing materials | 1 | ITEM |  | Excavate trenches for multiple ducts; 1850mm (10) wide; backfill with conc; dispose of surplus off site; depth to trench invert: 1.25 - 1.5 m | 525 | m
[7 empty] | 8 | 6 | 6 | E | 0 | breaking out existing hard paving's | 1 | ITEM |  | EO excs for break out concrete paving; 100mm thk | 1.59 | m2
[7 empty] | 8 | 6 | 6 | F | 0 | next existing live services | 1 | ITEM |  | Survey existing services | 1180 | item
[7 empty] | 8 | 6 | 6 | G | 0 | around existing live services crossing trenches | 1 | ITEM |  | EO excs for exc around extg services crossing trench (prov) | 35.2 | nr
[7 empty] | 8 | 6 | 6 | H | 0 | Disposal surface water | 1 | ITEM |  | Dispose ground water | 12362.47 | item
[7 empty] | 8 | 6 | 6 | J | 0 | ground water | 1 | ITEM |  | Dispose ground water | 12362.47 | item
[7 empty] | 8 | 6 | 6 | K | 0 | Class Z concrete surround with flexible joint at each pipe; refer drawings and specification KYH-CSP-NB-XX-RP-S-0006 civil & structural specification Beds and surrounds to 100mm dia pipe; size 530mm wide x 350mm high | 75 | m |  | Bed & surround; concrete; for duct size: 525 mm dia | 36.33 | m
[7 empty] | 8 | 6 | 6 | L | 0 | to 150mm dia pipe; size 580mm wide x 400mm high | 40 | m |  | Pipes in trenches; cast iron; Ensign; size: 150mm dia | 75.05 | m
[7 empty] | 8 | 6 | 7 | A | 0 | Class S granular material surround with flexible joint at each pipe; refer drawings and specification KYH-CSP-NB-XX-RP-S-0006 civil & structural specification Beds and surrounds to 100mm dia pipe; size 530mm wide x 350mm high | 154 | m |  | Bed & surround; concrete; for duct size: 525 mm dia | 36.33 | m
[7 empty] | 8 | 6 | 7 | B | 0 | to 150mm dia pipe; size 580mm wide x 400mm high | 169 | m |  | Pipes in trenches; cast iron; Ensign; size: 150mm dia | 75.05 | m
[7 empty] | 8 | 6 | 7 | C | 0 | to 225mm dia pipe; size 655mm wide x 475mm high | 30 | m |  | Excavate trenches for 225mm dia pipes; backfill with SEM; dispose of surplus off site; depth to invert: 6 - 6.25m | 406.54 | m
[7 empty] | 8 | 6 | 7 | D | 0 | to 300mm dia pipe; size 730mm wide x 550mm high (slotted pipe) | 62 | m |  | Pipes in trenches; MDPE; Barrier pressurised main; size: 90mm dia pipe | 52.64 | m
[7 empty] | 8 | 6 | 7 | E | 0 | uPVC pipe; with suitable joints; refer drawings and specification KYH-CSP-NB-XX-RP-S-0006 civil & structural specification Pipes in trenches 100mm nominal dia | 229 | m |  | Pipes in trenches; MDPE; Barrier pressurised main; size: 100mm dia pipe | 95.71 | m
[7 empty] | 8 | 6 | 7 | F | 0 | 150mm nominal dia | 210 | m |  | Pipes in trenches; cast iron; Ensign; size: 150mm dia | 75.05 | m
[7 empty] | 8 | 6 | 7 | G | 0 | 225mm nominal dia | 30 | m |  | Excavate trenches for 225mm dia pipes; backfill with SEM; dispose of surplus off site; depth to invert: 5.25 - 5.5m | 361.92 | m
[7 empty] | 8 | 6 | 7 | H | 0 | 300mm nominal dia | 62 | m |  | Excavate trenches for 300mm dia pipes; backfill with SEM; dispose of surplus off site; depth to invert: 3.75 - 4m | 300.9 | m
[7 empty] | 8 | 6 | 7 | J | 0 | Items extra over the pipe in which they occur Pipe fittings y-tee; 100mm x 100mm x 100mm | 8 | nr |  | Pipes in trenches; MDPE; pressurised main; size: 125 x 125mm tee | 236.52 | nr
[7 empty] | 8 | 6 | 7 | K | 0 | y-tee; 150mm x 100mm x 150mm | 1 | nr |  | Pipes in trenches; MDPE; pressurised main; size: 125 x 125mm tee | 236.52 | nr
[7 empty] | 8 | 6 | 7 | L | 0 | tee; 150mm x 100mm x 150mm | 22 | nr |  | Pipes in trenches; MDPE; pressurised main; size: 125 x 125mm tee | 236.52 | nr
[7 empty] | 8 | 6 | 7 | M | 0 | 45 degree bend; 100mm dia | 4 | nr |  | Branch bends; 100 dia | 38.74 | nr
[7 empty] | 8 | 6 | 7 | N | 0 | 45 degree bend; 150mm dia | 11 | nr |  | Branch bends; 150 dia | 59.49 | nr
[7 empty] | 8 | 6 | 7 | P | 0 | 45 degree bend; 225mm dia | 2 | nr |  | Branch bends; 225 dia | 111.61 | nr
[7 empty] | 8 | 6 | 8 | A | 0 | Rocker pipes; passing through structure, manhole; including suitable joints at both end; refer drawings and specification KYH-CSP-NB-XX-RP-S-0006 civil & structural specification Pipe fittings 600mm long; 100mm dia | 23 | nr |  | Pipework accessories & fittings; UPVC; 200mm dia; rocker | 106.21 | nr
[7 empty] | 8 | 6 | 8 | B | 0 | 600mm long; 150mm dia | 34 | nr |  | Excavate trenches for 600mm dia pipes; backfill with SEM; dispose of surplus off site; depth to invert: 1 - 1.25m | 71.5 | m
[7 empty] | 8 | 6 | 8 | C | 0 | 600mm long; 225mm dia | 6 | nr |  | Excavate trenches for 600mm dia pipes; backfill with SEM; dispose of surplus off site; depth to invert: 1 - 1.25m | 71.5 | m
[7 empty] | 8 | 6 | 8 | D | 0 | RWP connection point for surface pipe; waterproofing turned 150mm up stack and sealed with vol-clay paste; lean mix infill for 300mm depth thereafter type 'S' bedding to be used; pipe to be levelled and bedded using type 'S' bedding; pipe reducer where necessary; complete including for slab penetration & connection as required for vertical pipes including all accessories and fittings; refer detail drawing KYN-CSP-NB-XX-DR-D-9012 and specification KYH-CSP-NB-XX-RP-S-0006 civil & structural specification Pipe accessories RWP connection 100mm dia pipe | 23 | nr |  | Pipework accessories & fittings; UPVC; 100mm dia; vertical pipework; inc conc surround | 57.62 | m
[7 empty] | 8 | 6 | 8 | E | 0 | Rodding eye; manufacturer; Hepworth; square rodding point Hepworth code SRPS1/1 or similar approved; 150mm deep concrete bed; short length of pipe cut to suit; bend to suit; including all fitting and fixing; excavation; contractor designed earth work support; 150mm thick C20 concrete surround to support rodding point; refer detail drawing KYN-CSP-NB-XX-DR-D-9012 and specification KYH-CSP-NB-XX-RP-S-0006 civil & structural specification Pipe accessories to 100mm dia pipe | 7 | nr |  | Pipework accessories & fittings; Cast Iron; Ensign; 150mm dia; vertical pipework; inc conc surround | 139.76 | nr
[7 empty] | 8 | 6 | 9 | A | 0 | Gully; grating and frame to load class D400; 2 or 3 courses of engineering brickwork; 100mm concrete surround; 300mm x 600mm precast concrete gully pot with 100mm trapped outlet, stopper and chain; refer detail drawing KYN-CSP-NB-XX-DR-D-9012 and specification KYH-CSP-NB-XX-RP-S-0006 civil & structural specification Accessories gully connected with 100mm dia | 5 | nr |  | UPVC Draw pit/valve pit/fire hydrant pit; 600 x 600mm; A15 C&F; depth to invert: EO for D400 cover & frame | 112.1 | nr
[7 empty] | 8 | 6 | 9 | B | 0 | Slot drain; details TBC; complete including excavation, backfilling, disposal, dewatering if any; providing contractor designed earthwork support, and all other related works; refer drawings and specification KYH-CSP-NB-XX-RP-S-0006 civil & structural specification Pipe accessories slot drain | 28 | m |  | Excavate trenches for 600mm dia pipes; backfill with SEM; dispose of surplus off site; depth to invert: 5 - 5.25m | 424.02 | m
[7 empty] | 8 | 6 | 9 | C | 0 | Strip drain; details TBC; complete including excavation, backfilling, disposal, dewatering if any; providing contractor designed earthwork support, and all other related works; refer drawing and specification KYH-CSP-NB-XX-RP-S-0006 civil & structural specification Pipe accessories Strip drain | 59 | m |  | Excavate trenches for 450mm dia pipes; backfill with SEM; dispose of surplus off site; depth to invert: 5 - 5.25m | 382.33 | m
[7 empty] | 8 | 6 | 10 | A | 1 | Type A precast concrete chamber; bedding and mortar haunching to manhole cover and frame; 600mm x 600mm clear opening with galvanised steel cover; 215 min class B engineering brickwork 4 courses maximum 2 courses minimum; precast concrete chamber sections to be bedded with mortar, bitumen or resin; 150 thick in-situ concrete to be C20 with sulphate resisting cement, unless agreed otherwise; the bottom precast manhole ring to be built into base concrete, 75mm min; distance between top of pipe and underside of precast where benching is less than section to be 100mm min; 225mm min to invert level; inverts to be formed using channel sections; where benching is less than section to be 100mm minimum 450mm wide, slope shall be 1 in 12. where more than 450mm wide, slope shall be 1 in 36; C20p concrete surround; with construction joints; 40mm granolithic concrete benching to be brought up to a dense smooth face. neatly shaped and finished to all branch connections. screed thickness to be 20mm minimum; step irons or ladder; lifting eyes in concrete rings to be pointed; precast concrete cover slab (BS 5911) bedded with mortar, bitumen or resin; complete including excavation, ventilation for deep drainage; backfilling, and disposing of surplus excavated material; refer detail drawing KYN-CSP-NB-XX-DR-D-9011 and specification KYH-CSP-NB-XX-RP-S-0006 civil & structural specification Manholes depth to invert 1.2m, Size 1.05m, Cover grade C250, Type PCC, ref.SMH-12 | 1 | nr |  | PC concrete; 1050 dia; 600sq B125 C&F; depth to invert: 1.5 - 1.75 m | 1611.33 | nr
[7 empty] | 8 | 6 | 10 | B | 1 | depth to invert 1.7m, Size 1.2m, Cover grade B125, Type PCC, ref.SMH-02 with 1 no. backdrop (measured separately) | 1 | nr |  | Stopcock pit & cover; depth to invert: 0.75 - 1.0 m | 138.51 | nr
[7 empty] | 8 | 6 | 10 | C | 1 | depth to invert 1.35m, Size 1.05m, Cover grade B125, Type PCC, ref.SMH-05 | 1 | nr |  | Stopcock pit & cover; depth to invert: 0.75 - 1.0 m | 138.51 | nr
[7 empty] | 8 | 6 | 10 | D | 1 | depth to invert 1.35m, Size 1.05m, Cover grade D400, Type PCC, ref.SMH-01 | 1 | nr |  | PC concrete; 1200 dia; depth to invert: 1.25 - 1.5 m | 1681.06 | nr
[7 empty] | 8 | 6 | 10 | E | 1 | depth to invert 1.35m, Size 1.05m, Cover grade D400, Type PCC, ref.SMH-11 | 1 | nr |  | PC concrete; 1200 dia; depth to invert: 1.25 - 1.5 m | 1681.06 | nr
[7 empty] | 8 | 6 | 11 | A | 1 | Type A precast concrete chamber; bedding and mortar haunching to manhole cover and frame; 600mm x 600mm clear opening with galvanised steel cover; 215 min class B engineering brickwork 4 courses maximum 2 courses minimum; precast concrete chamber sections to be bedded with mortar, bitumen or resin; 150 thick in-situ concrete to be C20 with sulphate resisting cement, unless agreed otherwise; the bottom precast manhole ring to be built into base concrete, 75mm min; distance between top of pipe and underside of precast where benching is less than section to be 100mm min; 225mm min to invert level; inverts to be formed using channel sections; where benching is less than section to be 100mm minimum 450mm wide, slope shall be 1 in 12. where more than 450mm wide, slope shall be 1 in 36; C20p concrete surround; with construction joints; 40mm granolithic concrete benching to be brought up to a dense smooth face. neatly shaped and finished to all branch connections. screed thickness to be 20mm minimum; step irons or ladder; lifting eyes in concrete rings to be pointed; precast concrete cover slab (BS 5911) bedded with mortar, bitumen or resin; complete including excavation, ventilation for deep drainage; backfilling, and disposing of surplus excavated material; refer detail drawing KYN-CSP-NB-XX-DR-D-9011 and specification KYH-CSP-NB-XX-RP-S-0006 civil & structural specification Manholes depth to invert 1.44m, Size 1.05m, Cover grade C250, Type PCC, ref.SMH-06 | 1 | nr |  | PC concrete; 1050 dia; 600sq B125 C&F; depth to invert: 1.5 - 1.75 m | 1611.33 | nr
[7 empty] | 8 | 6 | 11 | B | 1 | depth to invert 1.975m, Size 1.2m, Cover grade C250, Type PCC, ref.SMH-13 | 1 | nr |  | Stopcock pit & cover; depth to invert: 0.75 - 1.0 m | 138.51 | nr
[7 empty] | 8 | 6 | 11 | C | 1 | depth to invert 1.995m, Size 1.2m, Cover grade C250, Type PCC, ref.SMH-14 | 1 | nr |  | PC concrete; 1200 dia; depth to invert: 1.25 - 1.5 m | 1681.06 | nr
[7 empty] | 8 | 6 | 11 | D | 1 | depth to invert 2.2m, Size 1.2m, Cover grade C250, Type PCC, ref.SMH-17 | 1 | nr |  | PC concrete; 1200 dia; depth to invert: 1.75 - 2.0 m | 2064.77 | nr
[7 empty] | 8 | 6 | 11 | E | 1 | depth to invert 2.16m, Size 1.2m, Cover grade C250, Type PCC, ref.SMH-16 | 1 | nr |  | PC concrete; 1200 dia; depth to invert: 1.75 - 2.0 m | 2064.77 | nr
[7 empty] | 8 | 6 | 11 | F | 1 | depth to invert 2.24m, Size 1.2m, Cover grade C250, Type PCC, ref.SMH-18 | 1 | nr |  | Stopcock pit & cover; depth to invert: 0.75 - 1.0 m | 138.51 | nr
[7 empty] | 8 | 6 | 11 | G | 1 | depth to invert 2.065m, Size 1.2m, Cover grade C250, Type PCC, ref.SMH-15 | 1 | nr |  | Stopcock pit & cover; depth to invert: 0.75 - 1.0 m | 138.51 | nr
[7 empty] | 8 | 6 | 11 | H | 1 | depth to invert 2.345m, Size 1.2m, Cover grade C250, Type PCC, ref.SMH-19 | 1 | nr |  | Stopcock pit & cover; depth to invert: 0.75 - 1.0 m | 138.51 | nr
[7 empty] | 8 | 6 | 11 | J | 1 | depth to invert 3.025m, Size 1.2m, Cover grade C250, Type PCC, ref.SMH-08 | 1 | nr |  | Stopcock pit & cover; depth to invert: 0.75 - 1.0 m | 138.51 | nr
[7 empty] | 8 | 6 | 11 | K | 1 | Polypropylene inspection chamber; bedding and mortar haunching to manhole cover and frame; 475mm clear opening with galvanised steel cover and frame black painted; C20 concrete surround; 150mm thick in-situ concrete to be C20 with sulphate resisting cement unless agreed otherwise; complete including excavation, ventilation for deep drainage; backfilling, and disposing of surplus excavated material; refer detail drawing KYN-CSP-NB-XX-DR-D-9012 and specification KYH-CSP-NB-XX-RP-S-0006 civil & structural specification Inspection chambers depth to invert 1.4m, Size 0.45m, Cover grade B125, Type PPIC, ref.SMH-20 with 2 no. backdrops (measured separately) | 1 | nr |  | UPVC draw pit/joint box/inspection chamber; 450 x 600mm; A15 C&F; depth to invert: EO for B125 cover & frame | 21.83 | nr
[7 empty] | 8 | 6 | 11 | L | 1 | depth to invert 1.35m, Size 0.6m, Cover grade B125, Type PPIC, ref.SMH-03 | 1 | nr |  | Stopcock pit & cover; depth to invert: 0.75 - 1.0 m | 138.51 | nr
[7 empty] | 8 | 6 | 12 | A | 1 | Polypropylene inspection chamber; bedding and mortar haunching to manhole cover and frame; 475mm clear opening with galvanised steel cover and frame black painted; C20 concrete surround; 150mm thick in-situ concrete to be C20 with sulphate resisting cement unless agreed otherwise; complete including excavation, ventilation for deep drainage; backfilling, and disposing of surplus excavated material; refer detail drawing KYN-CSP-NB-XX-DR-D-9012 and specification KYH-CSP-NB-XX-RP-S-0006 civil & structural specification Inspection chambers depth to invert 1.37m, Size 0.6m, Cover grade C250, Type PPIC, ref.SMH-04 | 1 | nr |  | UPVC draw pit/joint box/inspection chamber; 450 x 600mm; A15 C&F; depth to invert: EO for B125 cover & frame | 21.83 | nr
[7 empty] | 8 | 6 | 12 | B | 1 | depth to invert 1.63m, Size 0.45m, Cover grade B125, Type PPIC, ref.SMH-21 with 1 no. backdrops (measured separately) | 1 | nr |  | Stopcock pit & cover; depth to invert: 0.75 - 1.0 m | 138.51 | nr
[7 empty] | 8 | 6 | 12 | C | 1 | depth to invert 3.23m, Size 0.75m, Cover grade C250, Type PPIC aqua-swirl as-2, ref.SMH-10 | 1 | nr |  | Stopcock pit & cover; depth to invert: 0.75 - 1.0 m | 138.51 | nr
[7 empty] | 8 | 6 | 12 | D | 1 | Catchpits; to be constructed in precast concrete to BS 5911-200; mortar to be class (i) to SHW series 2400; class (i) mortar bed to grating and frame (10 minimum, 20 maximum) to SHW series 2400; brickwork to SHW series 2400, or seating ring to bs 5911-200; precast cover slab bedded on 10 min mortar class (i) to SHW series 2400; 1050mm dia precast concrete chamber rings; 300 min/450 max below lowest pipe invert level; 1300mm dia concrete base slab, grade C30; manhole steps at 250 or 300 centres vertically; complete including excavation, ventilation for deep drainage; backfilling, and disposing of surplus excavated material; refer detail drawing KYN-CSP-NB-XX-DR-D-9011 and specification KYH-CSP-NB-XX-RP-S-0006 civil & structural specification Catchpits depth to invert 3.345m, Size 1.2m, Cover grade C250, Type PCC catchpit with 3 no. backdrops (measured separately), ref.SMH-07 | 1 | nr |  | UPVC Draw pit/valve pit/fire hydrant pit; 600 x 600mm; A15 C&F; depth to invert: EO for C250 cover & frame | 53.1 | nr
[7 empty] | 8 | 6 | 12 | E | 1 | Vertical backdrop to Type F manholes; 150mm minimum concrete surround; construction joints; additional rocker pipes may be necessary to accommodate the transition of pipe gradient to vertical downpipe; high level rodding access; complete including for excavation, backfilling, disposal, dewatering any, contractor design earthwork support and all as necessary work; refer detail drawing KYN-CSP-NB-XX-DR-D-9012 and specification KYH-CSP-NB-XX-RP-S-0006 civil & structural specification Backdrop manhole to SMH-21; depth to invert 1.63m, Size 0.45m, Cover B125, Type PPIC | 1 | nr |  | PC concrete; 1050 dia; 600sq B125 C&F; depth to invert: 2.25 - 2.5 m | 2112.72 | nr
[7 empty] | 8 | 6 | 13 | A | 1 | Vertical backdrop to Type F manholes; 150mm minimum concrete surround; construction joints; additional rocker pipes may be necessary to accommodate the transition of pipe gradient to vertical downpipe; high level rodding access; complete including for excavation, backfilling, disposal, dewatering any, contractor design earthwork support and all as necessary work; refer detail drawing KYN-CSP-NB-XX-DR-D-9012 and specification KYH-CSP-NB-XX-RP-S-0006 civil & structural specification Backdrop manhole to SMH-20 depth to invert 1.4m, Size 0.45m, Cover B125, Type PPIC | 2 | nr |  | PC concrete; 1050 dia; 600sq B125 C&F; depth to invert: 1.25 - 1.5 m | 1444.2 | nr
[7 empty] | 8 | 6 | 13 | B | 1 | to SMH-02 depth to invert 1.7m, Size 1.2m, Cover B125, Type PCC | 1 | nr |  | PC concrete; 1050 dia; 600sq B125 C&F; depth to invert: 2.25 - 2.5 m | 2112.72 | nr
[7 empty] | 8 | 6 | 13 | B | 1 | to SMH-06; depth to invert 1.44m, Size 1.05m, Cover grade C250, Type PCC | 1 | nr |  | PC concrete; 1050 dia; 600sq B125 C&F; depth to invert: 1.5 - 1.75 m | 1611.33 | nr
[7 empty] | 8 | 6 | 13 | C | 1 | Typical 45degree ramped backdrop to catchpit manholes; 150mm minimum concrete surround; construction joints; additional rocker pipes may be necessary to accommodate the transition of pipe gradient to vertical downpipe; high level rodding access; complete including for excavation, backfilling, disposal, dewatering any, contractor design earthwork support and all as necessary work; refer detail drawing KYN-CSP-NB-XX-DR-D-9012 and specification KYH-CSP-NB-XX-RP-S-0006 civil & structural specification Backdrop manhole to SMH-07; depth to invert 3.345m, Size 1.2m, Cover C250, Type PCC catchpit 300 deep | 1 | nr |  | PC concrete rectangular manholes; 600 x 450; depth to invert: 1.5 - 1.75 m | 1356.46 | nr
[7 empty] | 8 | 6 | 13 | C | 1 | to SMH-08; depth to invert 3.025m, Size 1.2m, Cover grade C250, Type PCC | 1 | nr |  | PC concrete; 1200 dia; depth to invert: 2.75 - 3.0 m | 2832.2 | nr
[7 empty] | 8 | 6 | 14 | A | 1 | Hydrobrake precast concrete Type A chamber; with Vortex flow control arrangement with restricted flow control; bedding and mortar haunching to manhole recessed blockpave cover and frame; 600mm x 600mm clear opening with galvanised steel cover; 215 min class B engineering brickwork 4 courses maximum 2 courses minimum; precast concrete chamber sections to be bedded with mortar, bitumen or resin; 150 thick in-situ concrete to be C20 with sulphate resisting cement, unless agreed otherwise; the bottom precast manhole ring to be built into base concrete, 75mm min; distance between top of pipe and underside of precast where benching is less than section to be 100mm min; 225mm min to invert level; inverts to be formed using channel sections; where benching is less than section to be 100mm minimum 450mm wide, slope shall be 1 in 12. where more than 450mm wide, slope shall be 1 in 36; C20p concrete surround; with construction joints; 40mm granolithic concrete benching to be brought up to a dense smooth face; neatly shaped and finished to all branch connections; screed thickness to be 20mm minimum; step irons or ladder; lifting eyes in concrete rings to be pointed; precast concrete cover slab (BS 5911) bedded with mortar, bitumen or resin; complete including excavation, ventilation for deep drainage; backfilling, and disposing of surplus excavated material; refer detail drawing KYN-CSP-NB-XX-DR-D-9011 and specification KYH-CSP-NB-XX-RP-S-0006 civil & structural specification Manholes depth to invert 3.08m, Size 1.2m, Cover grade C250, Type PCC hydrobrake 4 l/s, ref.SMH-09 | 1 | nr |  | PC concrete; 1050 dia; 600sq B125 C&F; depth to invert: 1.5 - 1.75 m | 1611.33 | nr
[7 empty] | 8 | 6 | 15 | A | 1 | Modular stormwater attenuation units type A; manufacturer: Hydro international; stormbloc extra storage crates 800mm x 800mm x 600mm deep; perforated pipe wrapped in SDS specification geotextile; vent pipe with ventilation box at each end of tank; access cover and frame at each end of tank; complete including all necessary work (Civil work measured separately); refer detail drawing KYN-CSP-NB-XX-DR-D-9013 and specification KYH-CSP-NB-XX-RP-S-0006 civil & structural specification Attenuation Units for tank size 23.2m (L) x 4.0m (W) x 1.92m (H); tank volume 178m3; storage volume 136m3; area 178m2 | 1 | nr |  | Tree pit; 5m x 5m; RootSpace UPVC 500 x 500 x 600hgh 20t load bearing units with aeration caps on 150mm permeable stone, covered with geonet membrane, ; filled with Rootsoil Hydro topsoil; including Arborvent aeration/irrigation inlets, Arborguy anchor straps c/w anchors, Arborflow 100SUDS modular array under 1500 x 1500 tree grille and frame; (for pits under road construction). | 11099.93 | nr
[7 empty] | 8 | 6 | 15 | B | 1 | General pricing points allow connection point for 150mm dia surface water proposed pipe to retain Thames water surface existing manhole ref.TWSM-0602; complete including all necessary civil work and making goo d | 1 | nr |  | Pipes in trenches; cast iron; Ensign; size: 150mm dia | 75.05 | m
[7 empty] | 8 | 6 | 15 | C | 1 | allow the contractor for 3 numbers additional manholes in the tender to price | 1 | ITEM |  | PC concrete; 1200 dia; depth to invert: 3 - 3.25 m | 3024.05 | nr
[7 empty] | 8 | 6 | 15 | D | 1 | Testing & Commissioning interim and final testing of private gravity drain s | 1 | ITEM |  | Re-test drains on completion | 1.53 | m
[7 empty] | 8 | 6 | 15 | E | 1 | water testing of manholes and inspection chambers | 1 | ITEM |  | Hydraulic testing of water main | 1180 | item
[7 empty] | 8 | 6 | 15 | F | 1 | testing of ancillary components | 1 | ITEM |  | WAC tests; per suite/large site; 5nr full sets | 1180 | nr
[7 empty] | 8 | 6 | 15 | G | 1 | C.C.T.V. Surveys provide for CCTV survey of all pipework, manholes and chambers; following construction / prior to handover all in accordance with the engineers recommendations | 1 | ITEM |  | CCTV survey | 2124 | item
[7 empty] | 8 | 6 | 15 | H | 1 | As built Drawings generally | 1 | ITEM |  | Drawings | 23.6 | wk
[7 empty] | 8 | 6 | 16 | A | 1 | Operating and maintenance manuals generally | 1 | ITEM |  | Hoist operator (nr 2) inc O/T | 1239 | wk
[7 empty] | 8 | 6 | 16 | B | 1 | Protection warning marker tape | 582 | m |  | EO for warning tape | 0.53 | m
[7 empty] | 8 | 7 | 1 | A | 0 | X DRAINAGE X DRAINAGE The following works have been measured in accordance with SMM7. The only departures from SMM7 are in connection with various pricing points where sufficient details are not available . FOUL WATER DRAINAGE Note: Drainage work at ground level - Excavation commencement levels from underside of hard/softscape build-ups of each area Foul water drainage design; Excavate and Filling R Disposal systems R12 Drainage below ground Excavation trenches for pipes; including for dewatering if any; providing contractor designed earthwork support and ventilation for deep drainage; backfilling, disposing of surplus excavated material on/off site and levelling in the areas to be filled; refer drawings and specification KYH-CSP-NB-XX-RP-S-0006 civil & structural specification Excavating trenches Pipes not exceeding 200 mm nominal size; nominal dia of pipe 100mm trench, average depth exceeding 0.5m but not exceeding 0.75m | 8 | m |  | Excavate trenches for pipes ne 200mm dia; backfill with SEM; dispose of surplus on site; depth to invert: 0.5 - 0.75m | 7.78 | m
[7 empty] | 8 | 7 | 1 | B | 0 | trench, average depth exceeding 0.75m but not exceeding 1m | 1 | m |  | 0.75m deep trench b/fill wi SEM, pipe ne 100 dia by others, sand B&S & warning tape | 43.24 | m
[7 empty] | 8 | 7 | 1 | C | 0 | Pipes not exceeding 200 mm nominal size; nominal dia of pipe 150mm trench, average depth exceeding 0.5m but not exceeding 0.75m | 6 | m |  | Pipes in trenches; cast iron; Ensign; size: 150mm dia | 75.05 | m
[7 empty] | 8 | 7 | 1 | D | 0 | trench, average depth exceeding 0.75m but not exceeding 1m | 23 | m |  | 0.75m deep trench b/fill wi SEM, pipe ne 100 dia by others, sand B&S & warning tape | 43.24 | m
[7 empty] | 8 | 7 | 2 | A | 0 | Pipes not exceeding 200 mm nominal size; nominal dia of pipe 150mm trench, average depth exceeding 1m but not exceeding 1.25m | 12 | m |  | Excavate trenches for pipes ne 200mm dia; backfill with SEM; dispose of surplus on site; depth to invert: 1.25 - 1.5m | 24.45 | m
[7 empty] | 8 | 7 | 2 | B | 0 | trench, average depth exceeding 1.25m but not exceeding 1.5m | 15 | m |  | Excavate trenches for multiple ducts; 1650mm (9) wide; backfill with lean mix conc; dispose of surplus off site; depth to trench invert: 1.25 - 1.5 m | 463.14 | m
[7 empty] | 8 | 7 | 2 | C | 0 | trench, average depth exceeding 1.5m but not exceeding 1.75m | 7 | m |  | 0.75m deep trench b/fill wi SEM, pipe ne 100 dia by others, sand B&S & warning tape | 43.24 | m
[7 empty] | 8 | 7 | 2 | D | 0 | trench, average depth exceeding 2m but not exceeding 2.25m | 8 | m |  | Excavate trenches for pipes ne 200mm dia; backfill with SEM; dispose of surplus off site; depth to invert: 2 - 2.25m | 81.49 | m
[7 empty] | 8 | 7 | 2 | E | 0 | trench, average depth exceeding 2.75m but not exceeding 3m | 24 | m |  | 0.75m deep trench b/fill wi SEM, pipe ne 100 dia by others, sand B&S & warning tape | 43.24 | m
[7 empty] | 8 | 7 | 2 | F | 0 | Items extra over excavating trenches, irrespective of depth breaking out existing materials | 1 | ITEM |  | Excavate trenches for multiple ducts; 1850mm (10) wide; backfill with conc; dispose of surplus off site; depth to trench invert: 1.25 - 1.5 m | 525 | m
[7 empty] | 8 | 7 | 2 | G | 0 | breaking out existing hard paving's | 1 | ITEM |  | EO excs for break out concrete paving; 100mm thk | 1.59 | m2
[7 empty] | 8 | 7 | 2 | H | 0 | next existing live services | 1 | ITEM |  | Survey existing services | 1180 | item
[7 empty] | 8 | 7 | 2 | J | 0 | around existing live services crossing trenches | 1 | ITEM |  | EO excs for exc around extg services crossing trench (prov) | 35.2 | nr
[7 empty] | 8 | 7 | 2 | K | 0 | Disposal surface water | 1 | ITEM |  | Dispose ground water | 12362.47 | item
[7 empty] | 8 | 7 | 2 | L | 0 | ground water | 1 | ITEM |  | Dispose ground water | 12362.47 | item
[7 empty] | 8 | 7 | 2 | M | 0 | Class Z concrete surround with flexible joint at each pipe; refer drawings and specification KYH-CSP-NB-XX-RP-S-0006 civil & structural specification Beds and surrounds to 100mm dia pipe; size 530mm wide x 350mm high | 5 | m |  | Bed & surround; concrete; for duct size: 525 mm dia | 36.33 | m
[7 empty] | 8 | 7 | 2 | N | 0 | to 150mm dia pipe; size 580mm wide x 400mm high | 5 | m |  | Pipes in trenches; cast iron; Ensign; size: 150mm dia | 75.05 | m
[7 empty] | 8 | 7 | 3 | A | 0 | Class S granular material surround with flexible joint at each pipe; refer drawings and specification KYH-CSP-NB-XX-RP-S-0006 civil & structural specification Beds and surrounds to 100mm dia pipe; size 530mm wide x 350mm high | 4 | m |  | Bed & surround; concrete; for duct size: 525 mm dia | 36.33 | m
[7 empty] | 8 | 7 | 3 | B | 0 | to 150mm dia pipe; size 580mm wide x 400mm high | 89 | m |  | Pipes in trenches; cast iron; Ensign; size: 150mm dia | 75.05 | m
[7 empty] | 8 | 7 | 3 | C | 0 | Foul water drainage design; Pipes Fittings Connections etc uPVC pipe; with suitable joints; refer drawings and specification KYH-CSP-NB-XX-RP-S-0006 civil & structural specification Pipes in trenches 100mm nominal dia | 9 | m |  | Pipes in trenches; cast iron; Ensign; size: 100mm dia | 42.62 | m
[7 empty] | 8 | 7 | 3 | D | 0 | 150mm nominal dia | 94 | m |  | Pipes in trenches; cast iron; Ensign; size: 150mm dia | 75.05 | m
[7 empty] | 8 | 7 | 3 | E | 0 | Items extra over the pipe in which they occur Pipe fittings 45 degree bend; 100mm dia | 1 | nr |  | Pipework accessories & fittings; UPVC; 100mm dia; bend | 17.25 | nr
[7 empty] | 8 | 7 | 3 | F | 0 | 45 degree bend; 150mm dia | 4 | nr |  | Branch bends; 150 dia | 59.49 | nr
[7 empty] | 8 | 7 | 3 | G | 0 | Rocker pipes; passing through structure, manhole; including suitable joints at both end; refer drawings and specification KYH-CSP-NB-XX-RP-S-0006 civil & structural specification Pipe fittings 600mm long; 100mm dia | 7 | nr |  | Pipework accessories & fittings; UPVC; 200mm dia; rocker | 106.21 | nr
[7 empty] | 8 | 7 | 3 | H | 0 | 600mm long; 150mm dia | 19 | nr |  | Excavate trenches for 600mm dia pipes; backfill with SEM; dispose of surplus off site; depth to invert: 1 - 1.25m | 71.5 | m
[7 empty] | 8 | 7 | 4 | A | 0 | Type A precast concrete chamber; bedding and mortar haunching to manhole cover and frame; 600mm x 600mm clear opening with galvanised steel cover; 215 min class B engineering brickwork 4 courses maximum 2 courses minimum; precast concrete chamber sections to be bedded with mortar, bitumen or resin; 150 thick in-situ concrete to be C20 with sulphate resisting cement, unless agreed otherwise; the bottom precast manhole ring to be built into base concrete, 75mm min; distance between top of pipe and underside of precast where benching is less than section to be 100mm min; 225mm min to invert level; inverts to be formed using channel sections; where benching is less than section to be 100mm minimum 450mm wide, slope shall be 1 in 12. where more than 450mm wide, slope shall be 1 in 36; C20p concrete surround; with construction joints; 40mm granolithic concrete benching to be brought up to a dense smooth face. neatly shaped and finished to all branch connections. screed thickness to be 20mm minimum; step irons or ladder; lifting eyes in concrete rings to be pointed; precast concrete cover slab (BS 5911) bedded with mortar, bitumen or resin; complete including excavation, ventilation for deep drainage; backfilling, and disposing of surplus excavated material; refer detail drawing KYN-CSP-NB-XX-DR-D-9011 and specification KYH-CSP-NB-XX-RP-S-0006 civil & structural specification Manholes depth to invert 1.35m, Size 1.05m, Cover grade C250, Type PCC, Cover type recessed blockpave; ref.FMH-01 | 1 | nr |  | PC concrete; 1050 dia; 600sq B125 C&F; depth to invert: 1.5 - 1.75 m | 1611.33 | nr
[7 empty] | 8 | 7 | 4 | B | 0 | depth to invert 1.53m, Size 1.2m, Cover grade C250, Type PCC, Cover type recessed blockpave; ref.FMH-02 | 1 | nr |  | PC concrete rectangular manholes; 750 x 600; depth to invert: 0.75 - 1.0 m | 1029.99 | nr
[7 empty] | 8 | 7 | 4 | C | 0 | depth to invert 1.76m, Size 1.2m, Cover grade C250, Type PCC, Cover type recessed blockpave; ref.FMH-06 | 1 | nr |  | PC concrete rectangular manholes; 750 x 600; depth to invert: 0.75 - 1.0 m | 1029.99 | nr
[7 empty] | 8 | 7 | 4 | D | 0 | depth to invert 1.86m, Size 1.2m, Cover grade C250, Type PCC, Cover type solid; ref.FMH-07 | 1 | nr |  | Stopcock pit & cover; depth to invert: 0.75 - 1.0 m | 138.51 | nr
[7 empty] | 8 | 7 | 5 | A | 0 | Type A precast concrete chamber; bedding and mortar haunching to manhole cover and frame; 600mm x 600mm clear opening with galvanised steel cover; 215 min class B engineering brickwork 4 courses maximum 2 courses minimum; precast concrete chamber sections to be bedded with mortar, bitumen or resin; 150 thick in-situ concrete to be C20 with sulphate resisting cement, unless agreed otherwise; the bottom precast manhole ring to be built into base concrete, 75mm min; distance between top of pipe and underside of precast where benching is less than section to be 100mm min; 225mm min to invert level; inverts to be formed using channel sections; where benching is less than section to be 100mm minimum 450mm wide, slope shall be 1 in 12. where more than 450mm wide, slope shall be 1 in 36; C20p concrete surround; with construction joints; 40mm granolithic concrete benching to be brought up to a dense smooth face. neatly shaped and finished to all branch connections. screed thickness to be 20mm minimum; step irons or ladder; lifting eyes in concrete rings to be pointed; precast concrete cover slab (BS 5911) bedded with mortar, bitumen or resin; complete including excavation, ventilation for deep drainage; backfilling, and disposing of surplus excavated material; refer detail drawing KYN-CSP-NB-XX-DR-D-9011 and specification KYH-CSP-NB-XX-RP-S-0006 civil & structural specification Manholes depth to invert 1.95m, Size 1.2m, Cover grade D400, Type PCC, Cover type solid; ref.FMH-08 | 1 | nr |  | PC concrete; 1050 dia; 600sq B125 C&F; depth to invert: 1.5 - 1.75 m | 1611.33 | nr
[7 empty] | 8 | 7 | 5 | B | 0 | depth to invert 1.645m, Size 1.2m, Cover grade C250, Type PCC, Cover type solid; ref.FMH-04 | 1 | nr |  | Stopcock pit & cover; depth to invert: 0.75 - 1.0 m | 138.51 | nr
[7 empty] | 8 | 7 | 5 | C | 0 | depth to invert 1.725m, Size 1.2m, Cover grade C250, Type PCC, Cover type recessed blockpave; ref.FMH-05 | 1 | nr |  | PC concrete rectangular manholes; 750 x 600; depth to invert: 0.75 - 1.0 m | 1029.99 | nr
[7 empty] | 8 | 7 | 5 | D | 0 | Vertical backdrop to Type F manholes; 150mm minimum concrete surround; construction joints; additional rocker pipes may be necessary to accommodate the transition of pipe gradient to vertical downpipe; high level rodding access; complete including for excavation, backfilling, disposal, dewatering any, contractor design earthwork support and all as necessary work; refer detail drawing KYN-CSP-NB-XX-DR-D-9012 and specification KYH-CSP-NB-XX-RP-S-0006 civil & structural specification Backdrop manhole to FMH-03; depth to invert 1.585m, Size 1.2m, Cover C250, Type PCC backdrop, cover type solid | 1 | nr |  | PC concrete; 1050 dia; 600sq B125 C&F; depth to invert: 1.25 - 1.5 m | 1444.2 | nr
[7 empty] | 8 | 7 | 5 | E | 0 | General pricing points allow connection point for 150mm dia foul water pipe to retain Thames water surface existing manhole ref.TWFM-0601; complete, including all necessary civil work and making good | 1 | nr |  | Pipework accessories & fittings; Cast Iron; Ensign; 150mm dia; vertical pipework; inc conc surround | 139.76 | nr
[7 empty] | 8 | 7 | 5 | F | 0 | Testing & Commissioning interim and final testing of private gravity drain s | 1 | ITEM |  | Re-test drains on completion | 1.53 | m
[7 empty] | 8 | 7 | 5 | G | 0 | water testing of manholes and inspection chambers | 1 | ITEM |  | Hydraulic testing of water main | 1180 | item
[7 empty] | 8 | 7 | 5 | H | 0 | testing of ancillary components | 1 | ITEM |  | WAC tests; per suite/large site; 5nr full sets | 1180 | nr
[7 empty] | 8 | 7 | 5 | J | 0 | C.C.T.V. Surveys provide for CCTV survey of all pipework, manholes and chambers; following construction / prior to handover all in accordance with the engineers recommendations | 1 | ITEM |  | CCTV survey | 2124 | item
[7 empty] | 8 | 7 | 6 | A | 0 | As built Drawings generally | 1 | ITEM |  | Drawings | 23.6 | wk
[7 empty] | 8 | 7 | 6 | B | 0 | Operating and maintenance manuals generally | 1 | ITEM |  | Hoist operator (nr 2) inc O/T | 1239 | wk
[7 empty] | 8 | 7 | 6 | C | 0 | Protection warning marker tape | 136 | m |  | EO for warning tape | 0.53 | m
[7 empty] | 8 | 8 | 1 | A | 0 | 8.7 EXTERNAL SERVICES 8.7 EXTERNAL SERVICES The following works have been measured in accordance with SMM7. The only departures from SMM7 are in connection with various pricing points where sufficient details are not available HV SERVICES Electrical underground duct at ground level - commencement level of excavations as formation level P Building fabric sundries P30 Trenches/Pipeways/Pits for buried engineering services Excavating trenches for HV services duct; including for; dewatering if any; providing contractor designed earthwork support and ventilation for deep drainage; backfilling trench above bed and surround with general backfill; disposing of surplus excavated material off/on site and levelling in the areas to be filled; refer drawings and specification TBC Excavating trenches services not exceeding 200mm nominal size; nominal dia of HV duct 2 x 110mm dia; average depth not exceeding 0.25m | 8 | m |  | Excavate trenches for 4nr ducts ne 200mm dia; backfill with SEM; dispose of surplus off site; depth to invert: 1.75 - 2.0 m | 113.07 | m
[7 empty] | 8 | 8 | 1 | B | 0 | services not exceeding 200mm nominal size; nominal dia of HV duct 2 x 110mm dia; average depth 0.25mm to 0.50mm | 3 | m |  | Ducts in trenches; UPVC; size: 200mm dia | 26.75 | m
[7 empty] | 8 | 8 | 1 | C | 0 | services not exceeding 200mm nominal size; nominal dia of HV duct 2 x 110mm dia; average depth 0.50mm to 0.75mm | 1 | m |  | Ducts in trenches; UPVC; size: 200mm dia | 26.75 | m
[7 empty] | 8 | 8 | 1 | D | 0 | services not exceeding 200mm nominal size; nominal dia of HV duct 2 x 110mm dia; average depth 0.75mm to 1.0mm | 2 | m |  | Ducts in trenches; UPVC; size: 200mm dia | 26.75 | m
[7 empty] | 8 | 8 | 2 | A | 0 | Items extra over excavating trenches, irrespective of depth breaking out existing materials | 1 | ITEM |  | Excavate trenches for multiple ducts; 1850mm (10) wide; backfill with conc; dispose of surplus off site; depth to trench invert: 1.25 - 1.5 m | 525 | m
[7 empty] | 8 | 8 | 2 | B | 0 | next existing live services | 1 | ITEM |  | Survey existing services | 1180 | item
[7 empty] | 8 | 8 | 2 | C | 0 | around existing live services crossing trenches | 1 | ITEM |  | EO excs for exc around extg services crossing trench (prov) | 35.2 | nr
[7 empty] | 8 | 8 | 2 | D | 0 | Disposal surface water | 1 | ITEM |  | Dispose ground water | 12362.47 | item
[7 empty] | 8 | 8 | 2 | E | 0 | ground water | 1 | ITEM |  | Dispose ground water | 12362.47 | item
[7 empty] | 8 | 8 | 2 | F | 0 | Class S; granular bed and surround for ducts; complete including all necessary works; refer drawings and specification TBC Beds and surrounds 620mm (W) x 410mm (H); 2 x 110mm dia HV duct | 13 | m |  | Bed & surround; sand; for duct size: 7-8nr services in 1 trench; 950 x 550 | 41.57 | m
[7 empty] | 8 | 8 | 2 | G | 0 | Underground HV ducts; material: HDPE black twin wall; satisfactory pipe joints; manufacturer: TBC; including all necessary related works; refer drawings and specification TBC Underground ducts for engineering services 110mm dia HV duct | 26 | m |  | Ducts in trenches; UPVC; size: 125mm dia; black twin wall rigiduct | 13.19 | m
[7 empty] | 8 | 8 | 2 | H | 0 | Warning marker tape; in accordance with the requirements of the service authority; refer drawings and specification TBC Identification tapes warning marker tape | 13 | m |  | EO for warning tape | 0.53 | m
[7 empty] | 8 | 8 | 2 | J | 0 | General Pricing Points allow connection for 110mm dia proposed HV duct to the existing duct; complete including all necessary civil work | 2 | nr |  | Ducts in trenches; UPVC; size: 110mm dia | 8.73 | m
[7 empty] | 8 | 8 | 2 | K | 0 | allow connection for 110mm dia HV duct when enters to substation; complete including all necessary civil work | 2 | nr |  | Ducts in trenches; UPVC; size: 110mm dia | 8.73 | m
[7 empty] | 8 | 8 | 3 | A | 0 | General Pricing Points allow for cable drawpit for HV services including all civil works and making good (if required) | 1 | ITEM |  | UPVC Draw pit/valve pit/fire hydrant pit; 600 x 1000mm; A15 C&F; depth to invert: 1 - 1.25 m | 893.16 | nr
[7 empty] | 8 | 8 | 3 | B | 0 | allow for protecting all trenches with suitable barriers during the course of works | 1 | ITEM |  | Excavate trenches for multiple ducts; 3400mm wide; backfill with 6F2; dispose of surplus off site; depth to trench invert: 1 - 1.25 m | 387.5 | m
[7 empty] | 8 | 8 | 3 | C | 0 | allow for sleeves where duct passing through foundation, roads, floors or walls | 1 | ITEM |  | Sleeve through foundation; for duct size: 150 mm dia | 34.1 | m
[7 empty] | 8 | 8 | 3 | D | 0 | C.C.T.V. Surveys provide for CCTV survey of all ductwork, drawpits, and chambers; following construction / prior to handover all in accordance with the engineers recommendations | 1 | ITEM |  | CCTV survey | 2124 | item
[7 empty] | 8 | 8 | 3 | E | 0 | As built Drawings generally | 1 | ITEM |  | Drawings | 23.6 | wk
[7 empty] | 8 | 8 | 3 | F | 0 | Operating and maintenance manuals generally | 1 | ITEM |  | Hoist operator (nr 2) inc O/T | 1239 | wk
[7 empty] | 8 | 9 | 1 | A | 0 | 8.7 EXTERNAL SERVICES 8.7 EXTERNAL SERVICES The following works have been measured in accordance with SMM7. The only departures from SMM7 are in connection with various pricing points where sufficient details are not available LV SERVICES Electrical underground duct at ground level - commencement level of excavations as formation level P Building fabric sundries P30 Trenches/Pipeways/Pits for buried engineering services Smooth bore ducts; material: HDPE black twin wall; satisfactory pipe joints; manufacturer: TBC; including all related necessary works; refer drawings and specification TBC Underground ducts for engineering services 50mm dia LV duct | 66 | m |  | Excavate trenches for 6nr ducts ne 200mm dia; backfill with SEM; dispose of surplus off site; depth to invert: 1 - 1.25 m | 90.53 | m
[7 empty] | 8 | 9 | 1 | B | 0 | LV chamber precast concrete; details TBC; opening to suit access covers; including excavation, disposal, dewatering and contractor designed earthwork support; refer drawings and specification TBC Chamber size; 300mm (L) x 300mm (W) | 10 | nr |  | UPVC draw pit/joint box/inspection chamber; 450 x 600mm; A15 C&F; depth to invert: EO for B125 cover & frame | 21.83 | nr
[7 empty] | 8 | 9 | 1 | C | 0 | Foundation for Electrical vehicle charging station; 7.4 kW; including with all associated civil work; detail TBC; including excavation, disposal, dewatering, contractor-designed earthwork support, backfill, working space and all necessary related works; refer drawings and specification TBC Other chambers EVC; size TBC | 1 | nr |  | Car charging point; APT Technologies model EV-PM3 with concrete foundation and duct entry; fix only free issue; M&S work by others | 390.89 | nr
[7 empty] | 8 | 9 | 2 | A | 0 | General Pricing Points allow connection for 50mm dia duct when entering into building; complete including all necessary civil work an making good | 1 | nr |  | Ducts in trenches; UPVC; size: 50mm dia | 5.48 | m
[7 empty] | 8 | 9 | 2 | B | 0 | allow for lighting column foundation; with concrete base; complete including all necessary civil work | 1 | ITEM |  | Lighting column base; 750 x 750 x 1.65m dp; fix only HD bolts/sleeve for post; 2nr flexible ducts; base only, column by others | 359.64 | nr
[7 empty] | 8 | 9 | 2 | C | 0 | allow for cable drawpit for LV services including all civil works and making good (if required) | 1 | ITEM |  | 0.50m deep trench b/fill wi 6F2, 100 UPVC duct, sand B&S, warning tape & draw cord | 54.4 | m
[7 empty] | 8 | 9 | 2 | D | 0 | allow for sleeves where duct passing through foundation, roads, floors or walls | 1 | ITEM |  | Sleeve through foundation; for duct size: 150 mm dia | 34.1 | m
[7 empty] | 8 | 9 | 2 | E | 0 | C.C.T.V. Surveys provide for CCTV survey of all ductwork, drawpits, and chambers; following construction / prior to handover all in accordance with the engineers recommendations | 1 | ITEM |  | CCTV survey | 2124 | item
[7 empty] | 8 | 9 | 2 | F | 0 | As built Drawings generally | 1 | ITEM |  | Drawings | 23.6 | wk
[7 empty] | 8 | 9 | 2 | G | 0 | Operating and maintenance manuals generally | 1 | ITEM |  | Hoist operator (nr 2) inc O/T | 1239 | wk
[7 empty] | 8 | 10 | 1 | A | 0 | 8.7 EXTERNAL SERVICES 8.7 EXTERNAL SERVICES The following works have been measured in accordance with SMM7. The only departures from SMM7 are in connection with various pricing points where sufficient details are not available TELECOM SERVICES Telecom underground duct at ground level - commencement level of excavations as formation level P Building fabric sundries P30 Trenches/Pipeways/Pits for buried engineering services Excavating trenches for Telecom services duct; including for; dewatering if any; providing contractor designed earthwork support and ventilation for deep drainage; backfilling trench above bed and surround with general backfill; disposing of surplus excavated material off/on site and levelling in the areas to be filled; refer drawings and specification TBC Excavating trenches services not exceeding 200mm nominal size; nominal dia of comms duct 2 x 90mm dia; average depth 500mm to 750mm | 4 | m |  | Excavate trenches for 6nr ducts ne 200mm dia; backfill with SEM; dispose of surplus off site; depth to invert: 1 - 1.25 m | 90.53 | m
[7 empty] | 8 | 10 | 1 | B | 0 | Telecom services duct in trenches (these ducts running within the paving built-up thickness, thus, no separate civil work measured), including dewatering if any; providing contractor designed earthwork support and ventilation for deep services; refer drawings and specification TBC services not exceeding 200mm nominal size; nominal dia of comms duct 2 x 90mm dia | 12 | m |  | Excavate trenches for 2nr ducts ne 200mm dia; backfill with SEM; dispose of surplus off site; depth to invert: 1.75 - 2.0 m | 113.07 | m
[7 empty] | 8 | 10 | 1 | C | 0 | Items extra over excavating trenches, irrespective of depth breaking out existing materials | 1 | ITEM |  | Excavate trenches for multiple ducts; 1850mm (10) wide; backfill with conc; dispose of surplus off site; depth to trench invert: 1.25 - 1.5 m | 525 | m
[7 empty] | 8 | 10 | 2 | A | 0 | Items extra over excavating trenches, irrespective of depth next existing live services | 1 | ITEM |  | Excavate trenches for 2nr ducts ne 200mm dia; backfill with 6F2; dispose of surplus off site; depth to invert: 1.25 - 1.5 m | 104.53 | m
[7 empty] | 8 | 10 | 2 | B | 0 | around existing live services crossing trenches | 1 | ITEM |  | EO excs for exc around extg services crossing trench (prov) | 35.2 | nr
[7 empty] | 8 | 10 | 2 | C | 0 | Disposal surface water | 1 | ITEM |  | Dispose ground water | 12362.47 | item
[7 empty] | 8 | 10 | 2 | D | 0 | ground water | 1 | ITEM |  | Dispose ground water | 12362.47 | item
[7 empty] | 8 | 10 | 2 | E | 0 | Class S; granular bed and surround for ducts; complete including all necessary works; refer drawings and specification TBC Beds and surrounds 580mm (W) x 390mm (H); 2 x 110mm dia comms duct | 16 | m |  | Bed & surround; sand; for duct size: 10-12nr services in 1 trench; 950 x 750 | 58.06 | m
[7 empty] | 8 | 10 | 2 | F | 0 | Underground comms ducts; material: black twin wall; satisfactory pipe joints; manufacturer: TBC; including all necessary related works; refer drawings and specification TBC Underground ducts for engineering services 90mm dia comms duct | 31 | m |  | Ducts in trenches; UPVC; size: 125mm dia; black twin wall rigiduct | 13.19 | m
[7 empty] | 8 | 10 | 2 | G | 0 | Warning marker tape; in accordance with the requirements of the service authority; refer drawings and specification TBC Identification tapes warning marker tape | 16 | m |  | EO for warning tape | 0.53 | m
[7 empty] | 8 | 10 | 2 | H | 0 | Comms chamber precast concrete; details TBC; opening to suit access covers; including excavation, disposal, dewatering and contractor designed earthwork support; refer drawings and specification TBC Chambers handshake chamber; size TBC | 2 | nr |  | UPVC draw pit/joint box/inspection chamber; 450 x 600mm; A15 C&F; depth to invert: EO for B125 cover & frame | 21.83 | nr
[7 empty] | 8 | 10 | 2 | J | 0 | General Pricing Points allow connection for 90mm dia duct when entering into building; complete including all necessary civil work | 2 | nr |  | Ducts in trenches; UPVC; size: 90mm dia | 8.15 | m
[7 empty] | 8 | 10 | 3 | A | 0 | General Pricing Points allow connection for 90mm dia comms duct to an existing Openreach chamber; complete including all necessary civil work and making good | 2 | nr |  | Ducts in trenches; clay; size: 100mm dia | 12.03 | m
[7 empty] | 8 | 10 | 3 | B | 0 | allow for protecting all trenches with suitable barriers during the course of works | 1 | ITEM |  | Excavate trenches for multiple ducts; 3400mm wide; backfill with 6F2; dispose of surplus off site; depth to trench invert: 1 - 1.25 m | 387.5 | m
[7 empty] | 8 | 10 | 3 | C | 0 | allow for sleeves where duct passing through foundation, roads, floors or walls | 1 | ITEM |  | Sleeve through foundation; for duct size: 150 mm dia | 34.1 | m
[7 empty] | 8 | 10 | 3 | D | 0 | C.C.T.V. Surveys provide for CCTV survey of all ductwork, drawpits, and chambers; following construction / prior to handover all in accordance with the engineers recommendations | 1 | ITEM |  | CCTV survey | 2124 | item
[7 empty] | 8 | 10 | 3 | E | 0 | As built Drawings generally | 1 | ITEM |  | Drawings | 23.6 | wk
[7 empty] | 8 | 10 | 3 | F | 0 | Operating and maintenance manuals generally | 1 | ITEM |  | Hoist operator (nr 2) inc O/T | 1239 | wk
[7 empty] | 8 | 11 | 1 | A | 0 | 8.7 EXTERNAL SERVICES 8.7 EXTERNAL SERVICES The following works have been measured in accordance with SMM7. The only departures from SMM7 are in connection with various pricing points where sufficient details are not available WATER SERVICES P Building fabric sundries P30 Trenches/Pipeways/Pits for buried engineering services Excavating trenches for water supply services pipes; including backfilling; dewatering if any; providing contractor designed earthwork support and ventilation for deep drainage; backfilling trench above bed and surround with general backfill; disposing of surplus excavated material off/on site and levelling in the areas to be filled; refer drawings and specification TBC Excavating trenches services not exceeding 200mm nominal size; nominal dia of MCWS pipe 90mm dia; average depth 250mm to 500mm | 24 | m |  | Excavate trenches for 750mm dia pipes; backfill with SEM; dispose of surplus off site; depth to invert: 2.75 - 3m | 218.43 | m
[7 empty] | 8 | 11 | 1 | B | 0 | services not exceeding 200mm nominal size; nominal dia of MCWS pipe 90mm dia; average depth 750mm to 1000mm | 10 | m |  | Excavate trenches for 750mm dia pipes; backfill with SEM; dispose of surplus off site; depth to invert: 1 - 1.25m | 89.87 | m
[7 empty] | 8 | 11 | 1 | C | 0 | Items extra over excavating trenches, irrespective of depth breaking out existing materials | 1 | ITEM |  | Excavate trenches for multiple ducts; 1850mm (10) wide; backfill with conc; dispose of surplus off site; depth to trench invert: 1.25 - 1.5 m | 525 | m
[7 empty] | 8 | 11 | 1 | D | 0 | next existing live services | 1 | ITEM |  | Survey existing services | 1180 | item
[7 empty] | 8 | 11 | 1 | E | 0 | around existing live services crossing trenches | 1 | ITEM |  | EO excs for exc around extg services crossing trench (prov) | 35.2 | nr
[7 empty] | 8 | 11 | 1 | F | 0 | Disposal surface water | 1 | ITEM |  | Dispose ground water | 12362.47 | item
[7 empty] | 8 | 11 | 1 | G | 0 | ground water | 1 | ITEM |  | Dispose ground water | 12362.47 | item
[7 empty] | 8 | 11 | 2 | A | 0 | Class S; granular bed and surround for ducts; complete including all necessary works; refer drawings and specification TBC Beds and surrounds 390mm (W) x 390mm (H); 90mm dia MCWS | 33 | m |  | Bed & surround; sand; for duct size: 10-12nr services in 1 trench; 950 x 750 | 58.06 | m
[7 empty] | 8 | 11 | 2 | B | 0 | Precast concrete isolation valve chamber; details TBC; including excavation, disposal, dewatering and contractor designed earthwork support; refer drawings and specification TBC Isolation valve chamber size; TBC | 1 | nr |  | CDM UK Building Isolation System comprising 96mm SEB bearings under columns and walls with isolation rails at 600c/s and metal decking permanent formwork to floating slab (excludes concrete and rebar to floating slab) & requires flat blinded surface level with pile caps as formation to isolation decking; vertical 100mm | 245.28 | m2
[7 empty] | 8 | 11 | 2 | C | 0 | Warning marker tape; in accordance with the requirements of the service authority; refer drawings and specification TBC Identification tapes warning marker tape | 33 | m |  | EO for warning tape | 0.53 | m
[7 empty] | 8 | 11 | 2 | D | 0 | General Pricing Points allow connection point for Thames water to provide 90mm HPPE connection from existing main with footpath contractor to ensure flow rate is sufficient to satisfy sprinkler requirements | 1 | nr |  | Pipes in trenches; MDPE; Barrier pressurised main; size: 90mm dia pipe | 52.64 | m
[7 empty] | 8 | 11 | 2 | E | 0 | allow for the 90mm dia pipe passing through the wall to the building | 1 | nr |  | Pipes in trenches; MDPE; Barrier pressurised main; size: 90mm dia pipe | 52.64 | m
[7 empty] | 8 | 11 | 2 | F | 0 | allow for unmetered fire hydrant by contractor (by contractor), including all civil works | 1 | nr |  | Fire hydrant | 346.66 | nr
[7 empty] | 8 | 11 | 2 | G | 0 | allow for proposed water main pipe 90mm dia connection to existing water service including all civil works and making good | 1 | ITEM |  | Pipes in trenches; MDPE; Barrier pressurised main; size: 90mm dia pipe | 52.64 | m
[7 empty] | 8 | 11 | 2 | H | 0 | allow for water meter chamber (by main contractor), isolation valve chamber (by contractor), including all civil works | 1 | ITEM |  | Fix only free issue UPVC Draw pit/valve pit/fire hydrant pit; 450 x 600mm; A15 C&F; depth to invert: 0.75 - 1.0 m | 322.02 | nr
[7 empty] | 8 | 11 | 2 | J | 0 | allow for protecting all trenches with suitable barriers during the course of works (if required) | 1 | ITEM |  | Excavate trenches for multiple ducts; 3400mm wide; backfill with 6F2; dispose of surplus off site; depth to trench invert: 1 - 1.25 m | 387.5 | m
[7 empty] | 8 | 11 | 3 | A | 0 | C.C.T.V. Surveys provide for CCTV survey of all ductwork, drawpits, and chambers; following construction / prior to handover all in accordance with the engineers recommendations | 1 | ITEM |  | CCTV survey | 2124 | item
[7 empty] | 8 | 11 | 3 | B | 0 | As built Drawings generally | 1 | ITEM |  | Drawings | 23.6 | wk
[7 empty] | 8 | 11 | 3 | C | 0 | Operating and maintenance manuals generally | 1 | ITEM |  | Hoist operator (nr 2) inc O/T | 1239 | wk