## PAGES
Trade Bill
From: Gilbert-Ash Ltd, Alan McCaul, 02890 664334, alan.mccaul@gilbert-ash.co.uk
Project: ESC2 Sports Centre (Stage4)
Trade: Subs, RC Concrete, Ext Wks and Drainage
SUBSTRUCTURES - 2005 - Piling New Building
| Description | Qty | Unit | Rate | £ p | Matched Item | Matched Rate | Unit | Total Amount | Confidence | Match Method
BILL NR 2005 - SUBSTRUCTURES - PILING - NEW BUILDING SUB-BILL NR 2005.02 - SUBS - PILING ATTENDANCES GROUNDWORK D20 Excavating and filling Excavating NOTE NOTE 1: BCA HAVE TAKEN THE TOP OF THE PILING MAT AT19.850 ACROSS THE SITE AS AGREED WITH CONTRACTOR NOTE 2: EXISTING GL OF 19.350 IS STARTING LEVEL FOR PILING MAT REDUCE EXCAVATIONS NOTE 3: EXISTING SPOIL HEAP OF HAS SUFFIENT CAPACITY TO PROVIDE 100 THICK LAYER WITHIN PILING MAT AND REMAINDER OF PILING MAT TO BE IMPORTED To reduce levels
[6 empty] | Imported fill; hardcore / crushed concrete in piling mat; 750mm thick | 20.2 | m2 | 5696.4 | 64 | AI
A | 0.25 m maximum depth from Existing site strip level 19.350 to Formation of piling mat 19.250; (Piling Mat 600 thick as agreed) | 282 | M3 |  |  | Included in Enabling Packing
Extra over excavation irrespective of depth for excavating
[6 empty] | Level & compact bottom of excavation | 7.5 | m2 | 7.5 | 48 | AI
B | Below ground water level; (PRICING POINT - Ground water level not established) - NOT Measured in accordance with SMM7R | 1 | ITEM |  |  | Included in Enabling Packing
[6 empty] | EO disposal of arisings from trenches for non hazardous material (prov) | 13.88 | m3 | 13.88 | 40 | AI
C | Toxic/hazardous material; (PRICING POINT RISK ITEM ) - NOT Measured in accordance with SMM7R | 1 | ITEM |  |  | Included in Enabling Packing
Extra over excavation irrespective of depth for breaking out
[6 empty] | Clean off face of brickwork | 6.49 | m2 | 6.49 | 46 | AI
D | Brickwork blockwork or stonework; from existing FFL; (NOTE: Not sure if demolition contractor is removing all founds - PRICING POINT) - NOT Measured in accordance with SMM7R | 1 | ITEM |  |  | Included in Enabling Packing
[6 empty] | Concrete to pile | 13.41 | m | 13.41 | 49 | AI
E | Concrete in foundations; (NOTE: Not sure if demolition contractor is removing all founds - PRICING POINT) - NOT Measured in accordance with SMM7R | 1 | ITEM |  |  | Included in Enabling Packing
Earthwork support To faces of excavation
[6 empty] | Excavate to remove piling mat & dispose off site; 400mm thk | 19.22 | m2 | 538.16 | 61 | AI
F | 1.00 m maximum depth; distance between opposing faces over 4m; in unstable ground; next roadways (piling mat) | 28 | M2 |  |  | Included in Enabling Packing
Page Total 2000/1/2
SUBSTRUCTURES - 2005 - Piling New Building
| Description | Qty | Unit |  |  | Notes
Disposal
[6 empty] | EO for excavation below water table (prov) | 15.3 | m3 | 15.3 | 45 | AI
A | Ground water; (PRICING POINT - Ground water level not established) | 1 | ITEM |  |  | Included in Enabling Packing
[6 empty] | Temporary drains to compound | 0 | item | 0 | 45 | AI
B | Surface water | 1 | ITEM |  |  | Included in Enabling Packing
Excavated material
[6 empty] | Excavate to remove piling mat & dispose off site; 300mm thk | 14.42 | m2 | 4066.44 | 65 | AI
C | Off site; (Reduce excavations for Piling mat) | 282 | M3 |  |  | Included in Enabling Packing
[6 empty] | Dispose of hardcore / piling mat off site | 19.67 | m3 | 19.67 | 47 | AI
D | Off site; toxic/hazardous material; (PRICING POINT RISK ITEM) - NOT Measured in accordance with SMM7R | 1 | ITEM |  |  | Included in Enabling Packing
Hardcore; imported 6f2; NO Spec; BCA assumed Filling to; make up levels
[6 empty] | Filling with free issue materials from site stockpile; to form piling mat; load & haul max 50m; 300mm thk | 2.98 | m2 | 4207.76 | 63 | AI
E | Over 250 average thick; obtained off site; depositing in layers 150 maximum thickness; (Piling mat) | 1412 | M3 |  |  | Included in Enabling Packing
Hardcore; on-site 6f2; NO Spec; BCA assumed Filling to; make up levels
[6 empty] | Imported fill; hardcore / crushed concrete in piling mat; 600mm thick | 16.16 | m2 | 4573.28 | 62 | AI
F | Over 250 average thick; obtained from on-site spoil heaps; depositing in layers 150 maximum thickness; (Piling mat) | 283 | M3 |  |  | Included in Enabling Packing
Surface treatments
[6 empty] | Imported fill; hardcore / crushed concrete in piling mat; 600mm thick | 16.16 | m2 | 45619.68 | 65 | AI
G | Compacting; bottoms of excavations; (Piling mat excavation) | 2823 | M2 |  |  | Included in Enabling Packing
[6 empty] | Filling with free issue materials from site stockpile; to form piling mat; load & haul max 50m; 300mm thk | 2.98 | m2 | 8412.54 | 64 | AI
H | Compacting; filling; with vibrating plate (Top of piling mat) | 2823 | M2 |  |  | Included in Enabling Packing
D30 Cast in place concrete piling Cutting off tops of piles 450mm diameter
[6 empty] | Ducts in trenches; clay; size: 100mm dia | 12.03 | m | 2105.25 | 58 | AI
J | Total length; (100 Nr); piles | 175 | M
Disposal Excavated material
[6 empty] | Dispose of broken concrete off site | 22.13 | m3 | 6528.35 | 47 | AI
K | Off-site | 295 | M3 |  |  | Pile Arisings
Page Total 2000/1/3
SUBSTRUCTURES - 2005 - Piling New Building
| Description | Qty | Unit |  |  | Notes
Disposal Excavated material
[6 empty] | Excavate to remove piling mat & dispose off site; 300mm thk | 14.42 | m2 | 14.42 | 50 | AI
A | Off site; toxic/hazardous material - Soil Investigation Report - PRICING POINT - to be removed in advance of works - RISK ITEM - NOT MEASURED IN ACCORDANCE WITH SMM7R | 1 | ITEM |  |  | No Allowance
Page Total 2000/1/4
SUBSTRUCTURES - 2005 - Piling New Building
| Description | Qty | Unit |  |  | Notes
Items extra over piling Breaking through obstructions
[6 empty] | 85mm thk Heaveguard pilecollars to 450mm dia piles | 14.26 | nr | 14.26 | 53 | AI
B | At individual 450mm diameter pile locations; (PRICING POINT) | 1 | ITEM |  |  | No Allowance
Page Total 2000/1/6
SUBSTRUCTURES - 2007 - Piling Existing Building
| Description | Qty | Unit |  |  | Notes
BILL NR 2007 - SUBSTRUCTURES - PILING - WITHIN EXISTING BUILDING SUB-BILL NR 2007.02 - SUBS - PILING ATTENDANCES GROUNDWORK D20 Excavating and filling Excavating NOTE NOTE 1: ALL OF THE FOLLOWING WORK IS CARRIED OUT INSIDE THE EXISTING BUILDING NOTE 2: BCA HAVE TAKEN THE TOP OF THE PILING MAT AT19.340 WITHIN THE EXISTING BUILDING NOTE 3. BCA HAVE ASSUMED THE DEMOLITION CONTRACTOR HAS REMOVED THE EXISTING RC FLOOR ETC DOWN TO TOP OF PROPOSED PILING MAT I.E. 19.340 WHICH IS THE STARTING LEVEL FOR PILING MAT REDUCE EXCAVATIONS NOTE 4: BCA HAVE ASSUMED THAT ALL OF THE PILING MAT WILL BE IMPORTED MATERIAL. To reduce levels
[6 empty] | Imported fill; hardcore / crushed concrete in piling mat; 400mm thick | 10.77 | m2 | 2003.22 | 62 | AI
A | 1.0 m maximum depth from Demolition strip level 19.340 to Formation of piling mat 19.000; (Piling Mat 440 thick to be agreed) | 186 | M3 |  |  | Included in Enabling Packing
Extra over excavation irrespective of depth for excavating
[6 empty] | Level & compact bottom of excavation | 7.5 | m2 | 7.5 | 48 | AI
B | Below ground water level; (PRICING POINT - Ground water level not established) - NOT Measured in accordance with SMM7R | 1 | ITEM |  |  | Included in Enabling Packing
[6 empty] | EO disposal of arisings from trenches for non hazardous material (prov) | 13.88 | m3 | 13.88 | 40 | AI
C | Toxic/hazardous material; (PRICING POINT RISK ITEM ) - NOT Measured in accordance with SMM7R | 1 | ITEM |  |  | Included in Enabling Packing
Extra over excavation irrespective of depth for breaking out
[6 empty] | Clean off face of brickwork | 6.49 | m2 | 6.49 | 46 | AI
D | Brickwork blockwork or stonework; from existing FFL; (NOTE: Not sure if demolition contractor is removing all founds - PRICING POINT) - NOT Measured in accordance with SMM7R | 1 | ITEM |  |  | Included in Enabling Packing
[6 empty] | Concrete to pile | 13.41 | m | 13.41 | 48 | AI
E | Concrete in foundations; (NOTE: Not sure if demolition contractor is removing all founds - PRICING POINT) - NOT Measured in accordance with SMM7R | 1 | ITEM |  |  | Included in Enabling Packing
Disposal
[6 empty] | EO for excavation below water table (prov) | 15.3 | m3 | 15.3 | 45 | AI
F | Ground water; (PRICING POINT - Ground water level not established) | 1 | ITEM |  |  | Included in Enabling Packing
Page Total 2000/2/2
SUBSTRUCTURES - 2007 - Piling Existing Building
| Description | Qty | Unit |  |  | Notes
Disposal
[6 empty] | Temporary drains to compound | 0 | item | 0 | 45 | AI
A | Surface water | 1 | ITEM |  |  | Included in Enabling Packing
Excavated material
[6 empty] | Excavate to remove piling mat & dispose off site; 300mm thk | 14.42 | m2 | 2682.12 | 65 | AI
B | Off site; (Reduce excavations for Piling mat) | 186 | M3 |  |  | Included in Enabling Packing
Hardcore; imported 6f2; NO Spec; BCA assumed Filling to; make up levels
[6 empty] | Filling with free issue materials from site stockpile; to form piling mat; load & haul max 50m; 300mm thk | 2.98 | m2 | 554.28 | 63 | AI
C | Over 250 average thick; obtained off site; depositing in layers 150 maximum thickness; (Piling mat) | 186 | M3 |  |  | Included in Enabling Packing
Surface treatments
[6 empty] | Imported fill; hardcore / crushed concrete in piling mat; 600mm thick | 16.16 | m2 | 6819.52 | 65 | AI
D | Compacting; bottoms of excavations; (Piling mat excavation) | 422 | M2 |  |  | Included in Enabling Packing
[6 empty] | Filling with free issue materials from site stockpile; to form piling mat; load & haul max 50m; 300mm thk | 2.98 | m2 | 2.98 | 64 | AI
E | Compacting; filling; with vibrating plate (Top of piling mat) | 1 | M2 |  |  | Included in Enabling Packing
D30 Cast in place concrete piling Cutting off tops of piles 450mm diameter
[6 empty] | Excavate pile caps/grd beams; ne 6m dp | 22.29 | m3 | 423.51 | 54 | AI
F | Total length; (22 Nr); piles | 19 | M
Disposal Excavated material
[6 empty] | Pile probing; 3m trench for sheet/contiguous/secant piles | 18.81 | m | 1090.98 | 49 | AI
G | Off-site; BCA assumed pile length of 16 M (average) | 58 | M3 |  |  | Pile Arisings
[6 empty] | Excavate to remove piling mat & dispose off site; 300mm thk | 14.42 | m2 | 14.42 | 50 | AI
H | Off site; toxic/hazardous material - Soil Investigation Report - PRICING POINT - to be removed in advance of works - RISK ITEM - NOT MEASURED IN ACCORDANCE WITH SMM7R | 1 | ITEM
Page Total 2000/2/3
SUBSTRUCTURES - 2010 - Substructures New Building
| Description | Qty | Unit |  |  | Notes
BILL NR 2010 - SUBSTRUCTURES - NEW BUILDING SUB-BILL NR 2010.02 - SUBS - EXCAVATION ETC GROUNDWORK D20 Excavating and filling Excavating NOTES NOTE 1: LOCATION 1 IS ASSOCIATED WITH SSL AT 19.933 - SPORTS HALL NOTE 2: LOCATION 2 IS ASSOCIATED WITH SSL AT 20.200 - CHANGING/CLIMBING WALL & SERVICE TRENCH NOTE 3: LOCATION 3 IS ASSOCIATED WITH SSL AT 20.000 - SQUASH COURTS & ENTRANCE NOTE 4: LOCATION 4 IS ASSOCIATED WITH SSL AT 19.450 - SERVICE TRENCHES & PLANT ROOM BELOW SSL 20.050 to reduce levels
[6 empty] | Imported fill; hardcore / crushed concrete in piling mat; 750mm thick | 20.2 | m2 | 5474.2 | 55 | AI
A | 0.25 m maximum depth; commencing at Location 1 - top of piling mat 19.850 to formation level 19.643 for SSL 19.933 | 271 | M3
[6 empty] | Imported fill; hardcore / crushed concrete in piling mat; 750mm thick | 20.2 | m2 | 1858.4 | 57 | AI
B | 0.25 m maximum depth; commencing at Location 3 - top of piling mat 19.850 to formation level 19.750 for SSL 20.000 | 92 | M3
[6 empty] | Imported fill; hardcore / crushed concrete in piling mat; 750mm thick | 20.2 | m2 | 464.6 | 55 | AI
C | 1.00 m maximum depth; commencing at Location 2 - top of piling mat 19.850 to formation level 19.200 for Service Trench SSL 19.450 | 23 | M3
[6 empty] | Excavate to reduce levels; ne 1m | 4.73 | m3 | 260.15 | 54 | AI
D | 1.00 m maximum depth; commencing at Location 4 - formation level of Location 3 19.750 to formation level 19.125 of Plant Room | 55 | M3
[6 empty] | Excavate trenches; ne 4m dp | 15.87 | m3 | 1221.99 | 59 | AI
E | 1.00 m maximum depth; commencing at Location 4 - formation level of Location 3 19.750 to formation level 19.200 of Service trench | 77 | M3
[6 empty] | Imported fill; hardcore / crushed concrete in piling mat; 750mm thick | 20.2 | m2 | 2464.4 | 54 | AI
F | 2.0 m maximum depth; commencing at Location 2 - top of piling mat 19.850 to formation level 18.720 for Climbing Wall Trench SSL 18.970 | 122 | M3
Pile caps and ground beams between pile caps
[6 empty] | Excavate pile caps/grd beams; ne 2m dp | 19.1 | m3 | 95.5 | 59 | AI
G | 1.00 m maximum depth; commencing at Location 1 Formation level of Slab 19.643 to formation level of Pile caps 19.143 | 5 | M3
Page Total 2000/3/2
SUBSTRUCTURES - 2010 - Substructures New Building
| Description | Qty | Unit |  |  | Notes
Pile caps and ground beams between pile caps
[6 empty] | Formed; construction; 300-600 | 18.66 | m | 317.22 | 51 | AI
A | 1.00 m maximum depth; commencing at Location 2 Formation level of Climbing Wall Trench Slab 18.720 to formation level of Ground Beams 18.320 | 17 | M3
[6 empty] | Excavate pile caps/grd beams; ne 2m dp | 19.1 | m3 | 305.6 | 61 | AI
B | 1.00 m maximum depth; commencing at Location 2 Formation level of Service Trench Slab 19.200 to formation level of Ground Beams 18.350 | 16 | M3
[6 empty] | Foundations; 250-500 | 18.12 | m | 126.84 | 52 | AI
C | 1.00 m maximum depth; commencing at Location 3 Formation level of Slab 19.750 to formation level of Ground Beams 19.350 | 7 | M3
[6 empty] | TELEHANDLER 7M | 19.07 |  | 19.07 | 45 | AI
D | 1.00 m maximum depth; commencing at Location 3 Formation level of Slab 19.750 to formation level of Thickening to Slab at Link Corridor) 19.500 | 1 | M3
[6 empty] | Excavate pile caps/grd beams; ne 2m dp | 19.1 | m3 | 38.2 | 58 | AI
E | 1.00 m maximum depth; commencing at Location 3 Formation level of Slab 19.750 to formation level of Isolated Pile caps 19.350 | 2 | M3
[6 empty] | Pile probing; 3m trench for sheet/contiguous/secant piles | 18.81 | m | 206.91 | 52 | AI
F | 1.00 m maximum depth; commencing at Location 4 Formation level of Service Trench Slab 18.820 to formation level of Ground Beams 18.495 | 11 | M3
[6 empty] | Foundations; 250-500 | 18.12 | m | 398.64 | 53 | AI
G | 1.00 m maximum depth; commencing at Location 4 Formation level of Service Trench Slab 18.895 to formation level of Ground Beams 18.495 | 22 | M3
[6 empty] | Excavate pile caps/grd beams; ne 2m dp | 19.1 | m3 | 19.1 | 59 | AI
H | 1.00 m maximum depth; commencing at Location 4 Formation level of Slab 19.125 to formation level of Pile caps 18.900 | 1 | M3
[6 empty] | Foundations; 250-500 | 18.12 | m | 2917.32 | 49 | AI
J | 2.00 m maximum depth; commencing at Location 1 formation level 19.643 to formation level of Ground Beams 18.550 for SSL 19.933 | 161 | M3
[6 empty] | Imported fill; hardcore / crushed concrete in piling mat; 750mm thick | 20.2 | m2 | 383.8 | 58 | AI
K | 2.00 m maximum depth; commencing at Location 2 Top of piling mat 19.850 to formation level of Ground Beams 18.350 | 19 | M3
[6 empty] | Imported fill; hardcore / crushed concrete in piling mat; 750mm thick | 20.2 | m2 | 565.6 | 57 | AI
L | 2.00 m maximum depth; commencing at Location 2 Top of piling mat 19.850 to formation level of Ground Beams 18.550 | 28 | M3
[6 empty] | Excavate pile caps/grd beams; ne 2m dp | 19.1 | m3 | 2865 | 55 | AI
M | 2.00 m maximum depth; commencing at Location 3 Formation of Slab 19.750 to formation level of Ground Beams 18.350 for SSL 20.000 | 150 | M3
Page Total 2000/3/3
SUBSTRUCTURES - 2010 - Substructures New Building
| Description | Qty | Unit |  |  | Notes
Pile caps and ground beams between pile caps
[6 empty] | PILING HAMMER | 18.33 |  | 73.32 | 39 | AI
A | Depth unknown; commencing at Location unknown to formation level of CRANE BASE - PRICING POINT - See also Item for crane base in Piling Preliminaries | 1 | ITEM |  |  | Excavation; Working Space; Earthwork Support; Compacting; Cutting 4no. Pile Heads
Extra over excavation irrespective of depth for excavating
[6 empty] | EO for excavation below water table (prov) | 15.3 | m3 | 15.3 | 43 | AI
B | Below ground water level - RISK ITEM | 1 | ITEM
[6 empty] | EO for excavation in hazardous vapour (prov) | 15.3 | m3 | 15.3 | 43 | AI
C | Toxic/hazardous material; as Noted on Engineers Drawings - Risk Only is Identified - PRICING POINT | 1 | ITEM
Working space allowance to excavations; backfilling with selected excavated material; (Material arising from Excavations within Piling Mat)
[6 empty] | Excavate pile caps/grd beams; ne 1m dp | 17.34 | m3 | 572.22 | 44 | AI
D | Pits; (Isolated Pile Caps) | 33 | M2
[6 empty] | Excavate to reduce levels; ne 6m | 6 | m3 | 822 | 53 | AI
E | Reduce levels basements and the like | 137 | M2
[6 empty] | Excavate pile caps/grd beams; ne 1m dp | 17.34 | m3 | 10265.28 | 49 | AI
F | Pile caps and ground beams between piles | 592 | M2
[6 empty] | Temporary works; Groundforce hydraulic propping to secant piles, MP500's, MP250, plunge piles, | 0 | item | 0 | 46 | AI
G | pits; (Crane Base - NOT SHOWN - PRICING POINT) | 1 | ITEM |  |  | Including Pile Arisings
Earthwork support To faces of excavation
[6 empty] | Excavate pile caps/grd beams; ne 2m dp | 19.1 | m3 | 649.4 | 49 | AI
H | 1.00 m maximum depth; distance between opposing faces not exceeding 2m; below ground water; in unstable ground - Isolated Pile Caps - Location 1,3 & 4 | 34 | M2
[6 empty] | Excavate pile caps/grd beams; ne 2m dp | 19.1 | m3 | 1986.4 | 47 | AI
J | 1.00 m maximum depth; distance between opposing faces not exceeding 2m; below ground water; in unstable ground - Ground Beams - Location 2,3 & 4 | 104 | M2
[6 empty] | Excavate trenches for pipes ne 200mm dia; backfill with SEM; dispose of surplus on site; depth to invert: ne 0.5m | 4.84 | m | 358.16 | 56 | AI
K | 1.00 m maximum depth; distance between opposing faces 2 to 4m; below ground water; in unstable ground - Reduce Dig for Service Trenches - Location 2 & 4 | 74 | M2
[6 empty] | Excavate to reduce levels; ne 4m | 6 | m3 | 384 | 53 | AI
L | 1.00 m maximum depth; distance between opposing faces over 4m; below ground water; in unstable ground - Reduce Dig - Location 1,2,3 & 4 | 64 | M2
[6 empty] | Foundations; 500-1m | 28.82 | m | 9049.48 | 48 | AI
M | 2.00 m maximum depth; distance between opposing faces not exceeding 2m; below ground water; in unstable ground - Ground Beams - Location 1 | 314 | M2
Page Total 2000/3/4
SUBSTRUCTURES - 2010 - Substructures New Building
| Description | Qty | Unit |  |  | Notes
Earthwork support To faces of excavation
[6 empty] | Excavate pile caps/grd beams; ne 2m dp | 19.1 | m3 | 5328.9 | 47 | AI
A | 2.00 m maximum depth; distance between opposing faces not exceeding 2m; below ground water; in unstable ground - Ground Beams - Locations 2,3 & 4 | 279 | M2
[6 empty] | Foundations; 250-500 | 18.12 | m | 18.12 | 47 | AI
B | 2.00 m maximum depth; distance between opposing faces 2 to 4m; below ground water; in unstable ground - PRICING POINT FOR LIFT BASE | 1 | ITEM
Disposal
[6 empty] | Temporary drains to compound | 0 | item | 0 | 46 | AI
C | Ground water | 1 | ITEM
[6 empty] | Temporary drains to compound | 0 | item | 0 | 45 | AI
D | Surface water | 1 | ITEM
Excavated material
[6 empty] | Dispose of broken concrete off site | 22.13 | m3 | 15712.3 | 48 | AI
E | Off site | 710 | M3
[6 empty] | Filling with free issue materials from site stockpile; to form piling mat; load & haul max 50m | 9.81 | m3 | 3678.75 | 50 | AI
F | On site spoil heaps | 375 | M3
[6 empty] | Dispose of hardcore / piling mat off site | 19.67 | m3 | 19.67 | 48 | AI
G | Off site; toxic/hazardous material; - Soil Investigation Report - PRICING POINT - RISK ITEM NOT MEASURED IN ACCORDANCE WITH SMM7R | 1 | ITEM
Selected excavated material; obtained from on site spoil heaps;depositing in layers 150mm maximum thickness; (Material from Piling Mat - Location of items noted should Piling Mat material not deemed suitable for fill and imported hardcore require- Contractor design)) Filling to; excavations
[6 empty] | Upstands; 250-500 | 28.42 | m | 4888.24 | 50 | AI
H | Over 250 thick; (Side of Upstand below Ground) | 172 | M3
Filling to; make up levels
[6 empty] | Excavate to reduce levels; ne 250mm | 5.26 | m3 | 73.64 | 56 | AI
J | Not exceeding 250 thick; (Below slab at Location 2 - SSL 20.200) | 14 | M3
[6 empty] | Imported fill; hardcore / crushed concrete in piling mat; 750mm thick | 20.2 | m2 | 3878.4 | 64 | AI
K | Not exceeding 250 average thick; (Regularising layer on piling mat) | 192 | M3
Surface treatments
[6 empty] | Temporary works; Groundforce hydraulic propping to secant piles, MP500's, MP250, plunge piles, | 0 | item | 0 | 51 | AI
L | Compacting; bottoms of excavations; with vibrating plate; (Bottom of isolated Pile caps) | 13 | M2
Page Total 2000/3/5
SUBSTRUCTURES - 2010 - Substructures New Building
| Description | Qty | Unit |  |  | Notes
Surface treatments
[6 empty] | Level & compact bottom of excavation | 7.5 | m2 | 495 | 57 | AI
A | Compacting; bottoms of excavations; with vibrating plate; (Below Climbing Wall Slab between Ground Beams) | 66 | M2
[6 empty] | Level & compact bottom of excavation | 7.5 | m2 | 1335 | 60 | AI
B | Compacting; bottoms of excavations; with vibrating plate; (Below Service Trench Slab between Ground Beams) | 178 | M2
[6 empty] | Excavate to reduce levels, for piling mat; ne 1m dp | 3.8 | m3 | 7311.2 | 55 | AI
C | Compacting; bottoms of excavations; with vibrating plate; (Top of exposed piling mat prior to regulating layer) | 1924 | M2
[6 empty] | Level & compact bottom of excavation | 7.5 | m2 | 3135 | 59 | AI
D | Compacting; bottoms of excavations; with vibrating plate; (bottom of Pile Caps & Ground Beams within Reduce Dig) | 418 | M2
[6 empty] | Excavate pile caps/grd beams; in basement | 22.1 | m3 | 795.6 | 55 | AI
E | Compacting; bottoms of excavations; with vibrating plate; (bottom of Pile Caps & Ground Beams within Filled Floors) | 36 | M2
[6 empty] | Level & compact bottom of excavation (large areas) | 0.23 | m2 | 487.6 | 61 | AI
F | Compacting; bottoms of excavations; with vibrating plate; (bottom of Reduce level excavation - Location 1,2 & 4) | 2120 | M2
[6 empty] | Imported fill; hardcore / crushed concrete in piling mat; 600mm thick | 16.16 | m2 | 31091.84 | 62 | AI
G | Compacting; surface of filling; with vibrating plate; blinding - (Filling to make up levels or top of reduce excavation within piling Mat - to Main Floor Slab at Locations 1,2,3 & 5) | 1924 | M2
Page Total 2000/3/6
SUBSTRUCTURES - 2010 - Substructures New Building
| Description | Qty | Unit |  |  | Notes
SUB-BILL NR 2010.03 - SUBS - GENERALLY - CONCRETE ETC IN SITU CONCRETE / LARGE PRECAST CONCRETE E10 Mixing/casting/curing in situ concrete NOTES NOTE 1: MORTICES FOR HOLDING DOWN BOLT ASSEMBLIES; HIGH STRENGTH GROUT ETC INCLUDED WITH STEEL FRAME Plain Insitu concrete; Compressive strength: GEN 1 Aggregate: 20 mm maximum; Design chemical class: As noted; Consistence class: As noted; Chloride Class: as Engineers Spec E10/110A Beds
[6 empty] | Blockwork bund around temporary slab openings inc painting liquid waterproofing to bund and 150mm of slab | 18.57 | m | 1801.29 | 52 | AI
A | Not exceeding 150 thick; (Mud mat - Below Main Floor Slabs) | 97 | M3
[6 empty] | Ducts in trenches; clay; size: 150mm dia | 22.06 | m | 286.78 | 54 | AI
B | Not exceeding 150 thick; (Mud mat - Below Floor Slabs to Service Trenches & Climbing Wall Trench) | 13 | M3
[6 empty] | Imported fill; hardcore / crushed concrete in piling mat; ne 100mm thick | 3.15 | m2 | 3.15 | 53 | AI
C | Not exceeding 150 thick; (Mud mat - Below Isolated Pile Caps) | 1 | M3
[6 empty] | Imported fill; hardcore / crushed concrete in piling mat; ne 100mm thick | 3.15 | m2 | 69.3 | 52 | AI
D | Not exceeding 150 thick; (Mud mat - Below Ground Beams) | 22 | M3
[6 empty] | Filling with free issue materials from site stockpile; to form piling mat; load & haul max 50m; 300mm thk | 2.98 | m2 | 2.98 | 51 | AI
E | Not exceeding 150 thick; (Mud mat - Below Crane Base) - PRICING POINT | 1 | ITEM
Reinforced Insitu concrete; Compressive strength: C32/40; Aggregate: 20 mm maximum; Design chemical class: As noted; Consistence class: As noted; Chloride Class: As noted; vibrated;; as Engineers Spec E10/112A Ground beams
[6 empty] | Compound hardstanding | 0 | m2 | 0 | 48 | AI
F | Generally | 272 | M3
Isolated foundations
[6 empty] | Working space; pile caps; b/fill with SEM | 33.9 | m3 | 237.3 | 61 | AI
G | Generally; (Pile Caps and the like) | 7 | M3
[6 empty] | Temporary works; Groundforce hydraulic propping to secant piles, MP500's, MP250, plunge piles, | 0 | item | 0 | 53 | AI
H | Generally; (Pile Cap for Crane Base) | 1 | ITEM |  |  | C50
Beds
[6 empty] | Pln concrete bed; 150-450mm thk | 20.5 | m3 | 676.5 | 61 | AI
J | 150 to 450 thick; (200 thick Main Slab - Location 2) | 33 | M3
[6 empty] | Pln concrete bed; 150-450mm thk | 20.5 | m3 | 2603.5 | 61 | AI
K | 150 to 450 thick; (200 thick Main Slab - Location 3) | 127 | M3
Page Total 2000/3/7
SUBSTRUCTURES - 2010 - Substructures New Building
| Description | Qty | Unit |  |  | Notes
Beds
[6 empty] | Pln concrete bed; 150-450mm thk | 20.5 | m3 | 61.5 | 55 | AI
A | 150 to 450 thick; (200 thick Link Corridor Slab - Location 3) | 3 | M3
[6 empty] | Pln concrete bed; 150-450mm thk | 20.5 | m3 | 7708 | 60 | AI
B | 150 to 450 thick; (300 thick Main Slab - Location 1) | 376 | M3
Upstands
[6 empty] | Rebates; 275 x 225 / 250 x 250 | 20.81 | m | 41.62 | 51 | AI
C | Generally; (250 thick x 357 high) - Location 1 | 2 | M3
Reinforced Insitu concrete; Compressive strength: C32/40; Aggregate: 20 mm maximum; Design chemical class: As noted; Consistence class: As noted; Chloride Class: As noted; Waterproof additive; vibrated;; as Engineers Spec E10/112A Beds
[6 empty] | Excavate trenches for 225mm dia pipes; backfill with SEM; dispose of surplus off site; depth to invert: 3.5 - 3.75m | 210.49 | m | 3999.31 | 51 | AI
D | 150 to 450 thick; (200 thick foming Climbing Wall Trench - Location 2) | 19 | M3
[6 empty] | Excavate trenches for 225mm dia pipes; backfill with SEM; dispose of surplus off site; depth to invert: 3.5 - 3.75m | 210.49 | m | 7367.15 | 57 | AI
E | 150 to 450 thick; (200 thick fming Service Trench - Location 2 & 4) | 35 | M3
[6 empty] | Excavate trenches for 225mm dia pipes; backfill with SEM; dispose of surplus off site; depth to invert: 3.5 - 3.75m | 210.49 | m | 4420.29 | 53 | AI
F | 150 to 450 thick; (275 thick - Climbing Wall Trench Location 4) | 21 | M3
Walls
[6 empty] | Pln concrete bed; 150-450mm thk | 20.5 | m3 | 41 | 64 | AI
G | 150 to 450 thick; (200 thick - W1 - Retaining wall - Top of Ground Beam to Underside of Floor Slab) | 2 | M3
[6 empty] | Steproc retaining wall; mm thk | 0 | m2 | 0 | 59 | AI
H | 150 to 450 thick; (250 thick - W2 - Perimeter retaining wall - Top of Ground Beam to Underside of Floor Slab) | 67 | M3
[6 empty] | Steproc retaining wall; mm thk | 0 | m2 | 0 | 58 | AI
J | 150 to 450 thick; (300 thick - W3 - Perimeter retaining wall - Top of Ground Beam to Underside of Floor Slab) | 34 | M3
[6 empty] | Pln concrete bed; 150-450mm thk | 20.5 | m3 | 102.5 | 59 | AI
K | 150 to 450 thick; (Projections to Walls - NOT measured in accordance with SMM7R) | 5 | M3
Upstands
[6 empty] | Pln concrete bed; 150-450mm thk | 20.5 | m3 | 20.5 | 49 | AI
L | Generally; (150 thick x 350 high - Location 3 - Link Corridor) | 1 | M3
[6 empty] | Pln concrete bed; 150-450mm thk | 20.5 | m3 | 61.5 | 54 | AI
M | Generally; (250 thick x 150 high - Location 2) | 3 | M3
Page Total 2000/3/8
SUBSTRUCTURES - 2010 - Substructures New Building
| Description | Qty | Unit |  |  | Notes
Upstands
[6 empty] | Cellcore; 90mm; HX S 09/13; under conc 221-300mm | 19.32 | m2 | 135.24 | 49 | AI
A | Generally; (250 thick x 350 high - Location 3) | 7 | M3
[6 empty] | Rebates; 275 x 225 / 250 x 250 | 20.81 | m | 249.72 | 50 | AI
B | Generally; (250 thick x 357 high - Location 1) | 12 | M3
[6 empty] | Cellcore; 90mm; HX S 09/13; under conc 221-300mm | 19.32 | m2 | 77.28 | 50 | AI
C | Generally; (300 thick x 350 high - Location 3) | 4 | M3
[6 empty] | Upstands; 250-500 | 28.42 | m | 28.42 | 41 | AI
D | Generally; (Projections to Upstands - NOT measured in accordance with SMM7R) | 1 | M3
E20 Formwork for in situ concrete Formwork; Basic finish; As Engineers Spec E20/610 Sides of foundations
[6 empty] | Excavate pile caps/grd beams; ne 1m dp | 17.34 | m3 | 1179.12 | 50 | AI
E | 500 to 1m high; (Isolated Pile Caps) | 68 | M
[6 empty] | Excavate pile caps/grd beams; ne 1m dp | 17.34 | m3 | 17.34 | 51 | AI
F | Over 1m high; (Pile Cap at CRANE BASE - PRICING POINT) | 1 | ITEM
Sides of ground beams and edges of beds
[6 empty] | Edges of slabs & openings; 250-500 | 18.01 | m | 4718.62 | 63 | AI
G | Not exceeding 250 high; (Edge of 200 thick floor slab at external perimeter of Main Floor Slabs) | 262 | M
[6 empty] | Edges of slabs & openings; 250-500 | 18.01 | m | 2971.65 | 61 | AI
H | Not exceeding 250 high; (Edge of 200 thick floor slab at internal perimeter; abutment of floors with different SSL and at openings of Main Floor Slabs) | 165 | M
[6 empty] | Ground beams & edge of bed; 250-500 | 20.9 | m | 794.2 | 60 | AI
J | 250 to 500 high; (Edge of 275 thick floor slab at to base of Plant roomc) | 38 | M
[6 empty] | Edges of slabs & openings; 250-500 | 18.01 | m | 3115.73 | 60 | AI
K | Not exceeding 250 high; (Edge of 200 thick floor slab at to base of Service Trenches and Climbing Wall etc) | 173 | M
[6 empty] | Edges of slabs & openings; 250-500 | 18.01 | m | 2323.29 | 62 | AI
L | 250 to 500 high; (Edge of 300 thick floor slab at external perimeter of Main Floor Slab - Location 1) | 129 | M
[6 empty] | Edges of slabs & openings; 250-500 | 18.01 | m | 306.17 | 59 | AI
M | 250 to 500 high;(Edge of 300 thick floor slab at internal perimeter; abutment of floors with different SSL - Location 1) | 17 | M
[6 empty] | Ground beams & edge of bed; 250-500 | 20.9 | m | 20753.7 | 56 | AI
N | 500 to 1 m high; (Sides of Ground Beams - Generally) | 993 | M
Sides of upstands
[6 empty] | Plinths/Machine bases; ne 250 | 15.27 | m | 1740.78 | 57 | AI
P | Not exceeding 250 high; (250 x 150 high - Location 2) | 114 | M
Page Total 2000/3/9
SUBSTRUCTURES - 2010 - Substructures New Building
| Description | Qty | Unit |  |  | Notes
Sides of upstands
[6 empty] | Top fwk; sloping over 15 deg; ne 250 | 16.11 | m | 112.77 | 51 | AI
A | Not exceeding 250 igh; (150 high forming projections - Location 2) - NOT measured in accordance with SMM7R | 7 | M
[6 empty] | Wall ends/opngs; 250-500 | 16.48 | m | 576.8 | 57 | AI
B | 250 to 500 high; (250 thick x 357 high - Internal Location 1) | 35 | M
[6 empty] | Wall ends/opngs; 250-500 | 16.48 | m | 4251.84 | 57 | AI
C | 250 to 500 high; (250 x 357 high - External - Location 1) | 258 | M
[6 empty] | Upstands; 250-500 | 28.42 | m | 511.56 | 53 | AI
D | 250 to 500 high; (357 high forming projections - Location 1) - NOT measured in accordance with SMM7R | 18 | M
[6 empty] | Wall ends/opngs; 250-500 | 16.48 | m | 362.56 | 53 | AI
E | 250 to 500 high; (150 x 350 high - Location 3 - Link Corridor) | 22 | M
[6 empty] | Wall ends/opngs; 250-500 | 16.48 | m | 2356.64 | 60 | AI
F | 250 to 500 high; (250 x 350 high - Location 3) | 143 | M
[6 empty] | Foundations; 250-500 | 18.12 | m | 1159.68 | 57 | AI
G | 250 to 500 high; (300 x 350 high - Location 3) | 64 | M
[6 empty] | General; 250-500 | 18.4 | m | 220.8 | 54 | AI
H | 250 to 500 high; (350 high forming projections - Location 3) - NOT measured in accordance with SMM7R | 12 | M
Walls
[6 empty] | Steproc retaining wall; mm thk | 0 | m2 | 0 | 63 | AI
J | Vertical; to both sides; (both sides measured seperately) - 200 thick; (Retaining Walls - Ref W1) | 14 | M2
[6 empty] | Steproc retaining wall; mm thk | 0 | m2 | 0 | 66 | AI
K | Vertical; to both sides; (both sides measured seperately) - 250 thick; (Retaining Walls - Ref W2) | 531 | M2
[6 empty] | Steproc retaining wall; mm thk | 0 | m2 | 0 | 65 | AI
L | Vertical; to both sides; (both sides measured seperately) - 300 thick; (Retaining Walls - Ref W3) | 224 | M2
Columns attached to walls
[6 empty] | Compound hardstanding | 0 | m2 | 0 | 58 | AI
M | Rectangular | 53 | M2
Suspended wall kickers
[6 empty] | Sides of capping beam; 250-500 | 18.83 | m | 150.64 | 51 | AI
N | Suspended both sides; 150 high - 200 thick | 8 | M
[6 empty] | Sides of capping beam; 250-500 | 18.83 | m | 790.86 | 54 | AI
P | Suspended one side; 150 high - 250 thick | 42 | M
[6 empty] | Plinths/Machine bases; ne 250 | 15.27 | m | 5329.23 | 54 | AI
Q | Suspended both sides; 150 high - 250 thick | 349 | M
[6 empty] | Formed; construction; 300-600 | 18.66 | m | 2481.78 | 51 | AI
R | Suspended both sides; 150 high -- 300 thick | 133 | M
Page Total 2000/3/10
SUBSTRUCTURES - 2010 - Substructures New Building
| Description | Qty | Unit |  |  | Notes
E30 Reinforcement for in situ concrete Reinforcement bars; As Architects Spec E30.150; to BS4449; including hooks; tying wire; spacers and chairs; as Engineers Notes; NOT measured in accordance with SMM7R Bars
[6 empty] | Post tensioning; 225 mm thk slabs; supply & fix - to engineers design; 4.5kg PT/m2 | 19.65 | m2 | 1014.6081 | 49 | AI
A | Variable nominal size; straight; bent; etc; (Ground Beams - 190kg/M3 as ???????) | 51.634 | T
[6 empty] | Excavate pile caps/grd beams; ne 1m dp | 17.34 | m3 | 21.2415 | 44 | AI
B | Variable nominal size; straight; bent; etc; (Isolated Pile Cap - 160kg/M3 as ???????) | 1.225 | T
[6 empty] | Pln concrete bed; 150-450mm thk | 20.5 | m3 | 2076.978 | 45 | AI
C | Variable nominal size; straight; bent; etc; (Beds - 165kg/M3 as ???????) | 101.316 | T
[6 empty] | Endura retaining wall; mm thk | 0 | m2 | 0 | 48 | AI
D | Variable nominal size; straight; bent; etc; (Retaining walls - 150kg/M3 as ???????) | 14.216 | T
[6 empty] | Post tensioning; 250/275/300/450/1000 mm thk slabs; supply & fix - to engineers design; 5.0kg PT/m2 | 21.89 | m2 | 29.8142 | 43 | AI
E | Variable nominal size; straight; bent; etc; (Attached columns within Upstamds - 310kg/M3 as ???????) | 1.362 | T
[6 empty] | Post tensioning; 250/275/300/450/1000 mm thk slabs; supply & fix - to engineers design; 5.0kg PT/m2 | 21.89 | m2 | 57.8991 | 46 | AI
F | Variable nominal size; straight; bent; etc; (Attached columns within walls - 310kg/M3 as ???????) | 2.645 | T
[6 empty] | Cast in sleeve/pipe; 150mm dia thro' upstand, etc | 13.29 | nr | 36.7867 | 42 | AI
G | Variable nominal size; straight; bent; etc; (Upstands - 120kg/M3 as ??????) | 2.768 | T
[6 empty] | Cellcore; 85mm; HX B 13/18; under conc 301-460mm | 21.5 | m2 | 21.5 | 42 | AI
H | Variable nominal size; straight; bent; etc; (CRANE BASE - PRICING POINT) | 1 | ITEM |  |  | Including Installing Anchor
E40 Designed joints in situ concrete Joints; movement and similar joints; as Engineers Spec E40 - NO Spec ; Contractors design Plain
[6 empty] | Granite paving; 900 x 300 x 30; on 50mm sand bed; free issue paving | 16.63 | m2 | 16.63 | 56 | AI
J | 200 - 300 wide; (200 thick slab) - PRICING POINT | 1 | ITEM |  |  | Increase due to Waterproofing
[6 empty] | Granite paving; 900 x 300 x 30; on 50mm sand bed; free issue paving | 16.63 | m2 | 16.63 | 55 | AI
K | 300 - 400 wide; (300 thick slab) - PRICING POINT | 1 | ITEM |  |  | Increase due to Waterproofing
Joints; hydrophillic joint; as Engineers Spec E40 - NO Spec Contractors design Plain
[6 empty] | Recess; 300 x 115 x 45 in slipform walls | 20.22 | nr | 161.76 | 53 | AI
L | 150 to 300 wide; horizontal; (200 thick Internal walls - Ref W1) | 8 | M |  |  | Increase due to Waterproofing
Page Total 2000/3/11
SUBSTRUCTURES - 2010 - Substructures New Building
| Description | Qty | Unit |  |  | Notes
Joints; hydrophillic joint; as Engineers Spec E40 - NO Spec Contractors design Plain
[6 empty] | Form external angle | 9.44 | m | 18.88 | 36 | AI
A | External angles | 2 | NR |  |  | Increase due to Waterproofing
[6 empty] | Penetration/openings; circular; ne 100 dia; ne 250 thk | 11.18 | nr | 22.36 | 49 | AI
B | Internal angles | 2 | NR |  |  | Increase due to Waterproofing
[6 empty] | Preprufe; 300R; horizontal; narrow widths ne 300mm | 48.64 | m2 | 26654.72 | 57 | AI
C | 150 to 300 wide; horizontal; (250 thick External walls - Ref W2) | 548 | M |  |  | Increase due to Waterproofing
[6 empty] | Form external angle | 9.44 | m | 226.56 | 36 | AI
D | External angles | 24 | NR |  |  | Increase due to Waterproofing
[6 empty] | Penetration/openings; circular; ne 100 dia; ne 250 thk | 11.18 | nr | 268.32 | 49 | AI
E | Internal angles | 24 | NR |  |  | Increase due to Waterproofing
[6 empty] | Formed; transition joint between edge of conc and tarmac road; mastic; ne 300 | 18.67 | m | 224.04 | 37 | AI
F | Intersections | 12 | NR |  |  | Increase due to Waterproofing
[6 empty] | Preprufe; 300R; horizontal; narrow widths ne 300mm | 48.64 | m2 | 3648 | 58 | AI
G | 150 to 300 wide; horizontal; (250 thick Internal walls - Ref W2) | 75 | M |  |  | Increase due to Waterproofing
[6 empty] | Form external angle | 9.44 | m | 37.76 | 36 | AI
H | External angles | 4 | NR |  |  | Increase due to Waterproofing
[6 empty] | Penetration/openings; circular; ne 100 dia; ne 250 thk | 11.18 | nr | 44.72 | 49 | AI
J | Internal angles | 4 | NR |  |  | Increase due to Waterproofing
[6 empty] | Formed; transition joint between edge of conc and tarmac road; mastic; ne 300 | 18.67 | m | 93.35 | 37 | AI
K | Intersections | 5 | NR |  |  | Increase due to Waterproofing
[6 empty] | Preprufe; 300R; horizontal; narrow widths ne 300mm | 48.64 | m2 | 3356.16 | 61 | AI
L | 150 to 300 wide; horizontal; (300 thick External Walls) | 69 | M |  |  | Increase due to Waterproofing
[6 empty] | Form external angle | 9.44 | m | 75.52 | 36 | AI
M | External angles | 8 | NR |  |  | Increase due to Waterproofing
[6 empty] | Penetration/openings; circular; ne 100 dia; ne 250 thk | 11.18 | nr | 89.44 | 49 | AI
N | Internal angles | 8 | NR |  |  | Increase due to Waterproofing
[6 empty] | Formed; transition joint between edge of conc and tarmac road; mastic; ne 300 | 18.67 | m | 149.36 | 37 | AI
P | Intersections | 8 | NR |  |  | Increase due to Waterproofing
[6 empty] | Preprufe; 300R; horizontal; narrow widths ne 300mm | 48.64 | m2 | 4815.36 | 57 | AI
Q | 150 to 300 wide; horizontal; (300 thick Service Trenches and Climbing Wall Trench) | 99 | M |  |  | Increase due to Waterproofing
[6 empty] | Form external angle | 9.44 | m | 37.76 | 36 | AI
R | External angles | 4 | NR |  |  | Increase due to Waterproofing
[6 empty] | Penetration/openings; circular; ne 100 dia; ne 250 thk | 11.18 | nr | 44.72 | 49 | AI
S | Internal angles | 4 | NR |  |  | Increase due to Waterproofing
E41 Worked finishes/Cutting to in situ concrete Worked finishes Manual tamping; NO Architects Spec
[6 empty] | Compound hardstanding | 0 | m2 | 0 | 52 | AI
T | Generally; (Mud mat - below Main Floor) | 1924 | M2
[6 empty] | Excavate to reduce levels, for piling mat; ne 1m dp | 3.8 | m3 | 49.4 | 49 | AI
U | Generally; (Mud mat - below Isolated Pile Cap) | 13 | M2
Page Total 2000/3/12
SUBSTRUCTURES - 2010 - Substructures New Building
| Description | Qty | Unit |  |  | Notes
E41 Worked finishes/Cutting to in situ concrete Worked finishes Manual tamping; NO Architects Spec
[6 empty] | Excavate to reduce levels, for piling mat; ne 1m dp | 3.8 | m3 | 1721.4 | 46 | AI
A | Generally; (Mud mat - below Ground Beams) | 453 | M2
[6 empty] | Steproc retaining wall; mm thk | 0 | m2 | 0 | 57 | AI
B | Generally; (Mud mat - below Service Trenches & Climbing Wall Trench) | 248 | M2
[6 empty] | Temporary works; Groundforce hydraulic propping to secant piles, MP500's, MP250, plunge piles, | 0 | item | 0 | 48 | AI
C | Generally; (Mud mat - below Crane Base) | 1 | ITEM
Power float finish; NO Architects Spec E41
[6 empty] | 1200g visqueen (300mu); vertical | 1.86 | m2 | 1352.22 | 51 | AI
D | Generally; (Top of 200 thick Main Floor) | 727 | M2
[6 empty] | Concrete bed; 400thk C40; 2 layers A252; 150thk 6F2; exc & c/a; B/O & dispose on completion | 210.95 | m2 | 60120.75 | 60 | AI
E | Generally; (Top of 200 thick Service Trench & Climbing Wall Trench Beds) | 285 | M2
[6 empty] | 1200g visqueen (300mu); vertical | 1.86 | m2 | 2256.18 | 53 | AI
F | Generally; (Top of 300 thick Main Floor) | 1213 | M2
Smooth float finish; as Engineers Spec E41.310
[6 empty] | Compound hardstanding | 0 | m2 | 0 | 52 | AI
G | Generally; (Top of Isolated Pile Caps) | 13 | M2
[6 empty] | Compound hardstanding | 0 | m2 | 0 | 54 | AI
H | Generally; (Top of Ground Beams) | 338 | M2
[6 empty] | Compound hardstanding | 0 | m2 | 0 | 56 | AI
J | Generally; (Top of Upstands) | 89 | M2
[6 empty] | Steproc retaining wall; mm thk | 0 | m2 | 0 | 53 | AI
K | Generally; (Top of 250 & 300 wall - Exposed at External Perimeter of Serrvice Trench and Climbing Wall Trench | 12 | M2
[6 empty] | Temporary works; Groundforce hydraulic propping to secant piles, MP500's, MP250, plunge piles, | 0 | item | 0 | 43 | AI
L | Generally; (Top of Crane Base) | 1 | ITEM
Surface hardener; NO Architects Spec E41
[6 empty] | Compound hardstanding | 0 | m2 | 0 | 54 | AI
M | Generally; (Top of 200 thick Main Floor - Assumed by BCA - PRICING POINT) | 727 | M2
[6 empty] | Compound hardstanding | 0 | m2 | 0 | 55 | AI
N | Generally; (Top of 300 thick Main Floor - Assumed by BCA - PRICING POINT) | 1213 | M2
Page Total 2000/3/13
SUBSTRUCTURES - 2010 - Substructures New Building
| Description | Qty | Unit |  |  | Notes
SUB-BILL NR 2010.05 - SUBS - GENERALLY - MASONRY; INSULATION ETC - EXISTING BUILDING IN SITU CONCRETE / LARGE PRECAST CONCRETE E10 Mixing/casting/curing in situ concrete High strength non-shrink mortar; Contractor Design Beds; (Plinth to masonry wall)
[6 empty] | Blinding ne 150 thk; 50mm thick | 14.33 | m2 | 57.32 | 50 | AI
A | Not exceeding 150 thick; (Thickness varies assume 75 thick); as Detail 1 & 2 on Dwg ESSC-HAL-03-GF-DR-A-6006 Rev C01 - (Sports Hall) | 4 | M3 |  |  | By Others
[6 empty] | Steproc retaining wall; mm thk | 0 | m2 | 0 | 53 | AI
B | Not exceeding 150 thick; (Thickness varies assume 75 thick); as Detail 1 & 2 on Dwg ESSC-HAL-03-GF-DR-A-6006 Rev C01 - (Climbing Wall etc) | 2 | M3 |  |  | By Others
[6 empty] | Blinding ne 150 thk; 50mm thick | 14.33 | m2 | 71.65 | 49 | AI
C | Not exceeding 150 thick; (Thickness varies assume 100 thick); as Detail 1 & 2 on Dwg ESSC-HAL-03-GF-DR-A-6006 Rev C01 - (Squash Courts etc) | 5 | M3 |  |  | By Others
E20 Formwork for in situ concrete Formwork; Basic finish at the discretion of contractor Sides of ground beams and edges of beds
[6 empty] | Top fwk; sloping over 15 deg; ne 250 | 16.11 | m | 4253.04 | 53 | AI
D | Not exceeding 250 high; (Assumed average 75 high - Sports Hall) | 264 | M
[6 empty] | Wall ends/opngs; ne 250 | 11.03 | m | 1235.36 | 55 | AI
E | Not exceeding 250 high; (Assumed average 75 high - Climbing Wall etc) | 112 | M
[6 empty] | Wall ends/opngs; 250-500 | 16.48 | m | 4120 | 55 | AI
F | Not exceeding 250 high; (Assumed average 100 high - Climbing Wall etc) | 250 | M
E41 Worked finishes/Cutting to in situ concrete Worked finishes; as Spec E41 Trowelling
[6 empty] | Compound hardstanding | 0 | m2 | 0 | 52 | AI
G | Generally; (Top of high strength mortar plinth) - Sports Hall | 48 | M2
[6 empty] | Steproc retaining wall; mm thk | 0 | m2 | 0 | 55 | AI
H | Generally; (Top of high strength mortar plinth) - Climbing Wall etc | 15 | M2
[6 empty] | Compound hardstanding | 0 | m2 | 0 | 53 | AI
J | Generally; (Top of high strength mortar plinth) - Squash Courts etc | 45 | M2
Page Total 2000/3/16
SUBSTRUCTURES - 2010 - Substructures New Building
| Description | Qty | Unit |  |  | Notes
WATERPROOFING J40 Flexible sheet tanking/damp proof membranes NOTES: NOTE 4: NO ALLOWANCE MADE FOR TANKING WITHIN EXTERNAL WALLS Vapour barrier; seperating layer; single layer laid loose; 150 laps taped and jointed; as Spec to be confirmed - Contractor design Plain areas
[6 empty] | Gas membrane; Visqueen Radon Barrier; horizontal | 1.73 | m2 | 3780.05 | 58 | AI
A | Horizontal; to insulation; (Main Floor Areas) | 2185 | M2 |  |  | By Others
[6 empty] | Install 200mm Polystyrene insulation; within concrete wall; hold in place; install only free issue | 22.25 | m2 | 1802.25 | 55 | AI
B | Horizontal; to insulation; Within Climbing Wall Trench | 81 | M2 |  |  | By Others
[6 empty] | Vertical | 7.07 | m | 7.07 | 45 | AI
C | Horizontal and vertical angles; etc - PRICING POINT) - NOT measured in accordance with SMM7R | 1 | ITEM |  |  | By Others
Damp Proof Membrane; seperating layer; single layer laid loose; 150 laps taped and jointed; as Spec to be confirmed - Contractor design Plain areas
[6 empty] | Impervious tanking membrane; horizontal | 6.91 | m2 | 13294.84 | 55 | AI
D | Horizontal; to concrete (Mudmat of Main Floor Areas) | 1924 | M2 |  |  | See CETCO Tab
[6 empty] | Apply herbicide to surface of ground; horizontal | 0.25 | m2 | 113.25 | 54 | AI
E | Horizontal; to concrete (Mudmat below Ground Beams) | 453 | M2 |  |  | See CETCO Tab
[6 empty] | Concrete bed; 400thk C40; 2 layers A252; 150thk 6F2; exc & c/a; B/O & dispose on completion | 210.95 | m2 | 52315.6 | 60 | AI
F | Horizontal; to concrete (Mudmat below Service Trench & Climbing Wall Beds) | 248 | M2 |  |  | See CETCO Tab
[6 empty] | Premcrete Hydroseal FX; horizontal; around top of piles | 15.97 | m | 207.61 | 52 | AI
G | Horizontal; to concrete (Mudmat below isolated Pile Caps) | 13 | M2 |  |  | See CETCO Tab
[6 empty] | Premcrete Hydroseal FX; horizontal; around top of piles | 15.97 | m | 5397.86 | 51 | AI
H | Horizontal; to concrete (Top of Ground Beams) | 338 | M2 |  |  | See CETCO Tab
[6 empty] | Premcrete Hydroseal FX; horizontal; around top of piles | 15.97 | m | 1421.33 | 49 | AI
J | Horizontal; to concrete (Top of Upstands) | 89 | M2 |  |  | See CETCO Tab
[6 empty] | Premcrete Hydroseal FX; horizontal; around top of piles | 15.97 | m | 191.64 | 51 | AI
K | Horizontal; to concrete (Top of Walls) | 12 | M2 |  |  | See CETCO Tab
[6 empty] | Level & compact surface of fill; vertical & battered faces | 3 | m2 | 279 | 56 | AI
L | Vertical; to concrete (Perimeter Edge of Main Floor Areas and at steps in levels beteen floors) | 93 | M2 |  |  | See CETCO Tab
[6 empty] | Concrete bed; 400thk C40; 2 layers A252; 150thk 6F2; exc & c/a; B/O & dispose on completion | 210.95 | m2 | 8648.95 | 57 | AI
M | Vertical; to concrete (Perimeter Edge of Main Plant Room, Service Trench & Climbing Wall Beds) | 41 | M2 |  |  | See CETCO Tab
[6 empty] | Level & compact surface of fill; vertical & battered faces | 3 | m2 | 1788 | 54 | AI
N | Vertical; to concrete (Sides of Ground Beams) | 596 | M2 |  |  | See CETCO Tab
Page Total 2000/3/23
SUBSTRUCTURES - 2010 - Substructures New Building
| Description | Qty | Unit |  |  | Notes
Damp Proof Membrane; seperating layer; single layer laid loose; 150 laps taped and jointed; as Spec to be confirmed - Contractor design Plain areas
[6 empty] | Temporary works; Groundforce hydraulic propping to secant piles, MP500's, MP250, plunge piles, | 0 | item | 0 | 47 | AI
A | Vertical; to concrete (Sides of Isolated Pile Caps) | 34 | M2 |  |  | See CETCO Tab
[6 empty] | Level & compact surface of fill; vertical & battered faces | 3 | m2 | 630 | 54 | AI
B | Vertical; to concrete (Sides of Upstands) | 210 | M2 |  |  | See CETCO Tab
[6 empty] | Level & compact surface of fill; vertical & battered faces | 3 | m2 | 2016 | 58 | AI
C | Vertical; to concrete (Sides of Walls) | 672 | M2 |  |  | See CETCO Tab
BUILDING FABRIC SUNDRIES P10 Sundry insulation/proofing work/fire stops Board or slab insulation; Foamglass load bearing insulation; Contractor Design Plain areas 140 thick; to concrete; vertical; (As Typical Details on Dwg ESSC-HAL-SSC1-ZZ-DR-A-6000 Rev C01) - NOTE: Included within MASONRY Board or slab insulation; Rockwool RockFlor; Contractor Design Plain areas
[6 empty] | 2000g visqueen (500mu) ECO membrane; horizontal | 3.26 | m2 | 2370.02 | 60 | AI
D | 50 thick; to Insulation; horizontal | 727 | M2 |  |  | By Others
[6 empty] | Imported fill; hardcore / crushed concrete in piling mat; 600mm thick | 16.16 | m2 | 2213.92 | 64 | AI
E | 50 thick; to concrete; horizontal | 137 | M2 |  |  | By Others
[6 empty] | Imported fill; hardcore / crushed concrete in piling mat; 600mm thick | 16.16 | m2 | 32966.4 | 64 | AI
F | 80 thick; to concrete; horizontal | 2040 | M2 |  |  | By Others
[6 empty] | Imported fill; hardcore / crushed concrete in piling mat; 600mm thick | 16.16 | m2 | 64.64 | 64 | AI
G | 100 thick; to concrete; horizontal | 4 | M2 |  |  | By Others
[6 empty] | Form 25mm ramp to lift door threshold | 8 | m | 8 | 43 | AI
H | At Door Thresholds and the like - NO DETAIL - PRICING POINT | 1 | ITEM |  |  | By Others
Page Total 2000/3/24
SUBSTRUCTURES - 2020 - Substructures Existing Building
| Description | Qty | Unit |  |  | Notes
BILL NR 2020 - SUBSTRUCTURES - EXISTING BUILDING SUB-BILL NR 2020.02 - SUBS - EXCAVATIONS ETC - EXISTING BUILDING GROUNDWORK D20 Excavating and filling Excavating NOTES NOTE 1: LOCATION 6 IS ASSOCIATED WITH SSL AT 19.342 - WHITLEY HALL NOTE 2: LOCATION 7 IS ASSOCIATED WITH SSL AT 19.942 - WHITLEY HALL NOTE 3: LOCATION 8 IS ASSOCIATED WITH ISOLATED SLAB BELOW STEPS TO RIFLE RANGE AT 19.800 - WHITLEY HALL NOTE 4: LOCATION 9 IS ASSOCIATED WITH REPLACING GYM STORE SLAB AT 20.200 - WHITLEY HALL NOTE 5: LOCATION 10 IS ASSOCIATED WITH REPLACING COLLENADE SLAB & STORE SLAB AT 20.200 - WHITLEY HALL NOTE 6: LOCATION 11 IS ASSOCIATED WITH REPLACING PART OF COLLENADE SLAB AT 19.710 - WHITLEY HALL to reduce levels
[6 empty] | Imported fill; hardcore / crushed concrete in piling mat; 750mm thick | 20.2 | m2 | 222.2 | 53 | AI
A | 0.25 m maximum depth; commencing at Location 6 - top of piling mat 19.340 to formation level 19.252 for SSL 19.542 | 11 | M3
[6 empty] | Excavate basement; ne 8m dp (dble handling) | 14.83 | m3 | 118.64 | 58 | AI
B | 1 m maximum depth; commencing at Location 8 - Strip level (After Floor removed by Others) 19.850 to formation level 19.350 | 8 | M3
[6 empty] | Excavate basement; ne 12m dp (dble handling) | 21.9 | m3 | 459.9 | 55 | AI
C | 1 m maximum depth; commencing at Location 9 - Strip level (After Floor removed by Others - Gym Store) of 20.200 to Formation level 19.750 | 21 | M3
[6 empty] | Foundations; ne 250 | 11.03 | m | 66.18 | 50 | AI
D | 1 m maximum depth; commencing at Location 11 - Strip level (After Floor removed by Others) of 19.710 to Formation level 19.260 | 6 | M3
Pits
[6 empty] | Foundations; 250-500 | 18.12 | m | 54.36 | 55 | AI
E | 1 m maximum depth; commencing at Strip level 19.500 to formation level 18.750 | 3 | M3
Page Total 2000/4/2
SUBSTRUCTURES - 2020 - Substructures Existing Building
| Description | Qty | Unit |  |  | Notes
Pile caps and ground beams between pile caps
[6 empty] | Excavate to reduce levels; ne 6m | 6 | m3 | 144 | 57 | AI
A | 1.00 m maximum depth; commencing at Location 6 reduce level 19.292 to formation level of Ground Beams GB03,07 & 10 - 18.892 for SSL 19.542 | 24 | M3
[6 empty] | Imported fill; hardcore / crushed concrete in piling mat; 750mm thick | 20.2 | m2 | 60.6 | 52 | AI
B | 1.00 m maximum depth; commencing at Location 7 top of piling mat 19.340 to formation level of Ground Beams GB01 - 19.242 for SSL 19.942 | 3 | M3
[6 empty] | Imported fill; hardcore / crushed concrete in piling mat; 750mm thick | 20.2 | m2 | 444.4 | 52 | AI
C | 1.00 m maximum depth; commencing at Location 7 top of piling mat 19.340 to formation level of Ground Beams GB02 19.042 for SSL 19.942 | 22 | M3
[6 empty] | Excavate trenches for pipes ne 200mm dia; backfill with SEM; dispose of surplus on site; depth to invert: 0.75 - 1m | 11.11 | m | 11.11 | 51 | AI
D | 1.00 m maximum depth; commencing at Location 10 top of reduce dig 19.600 to formation level of Ground Beams GB11 19.100 for SSL 20.200 | 1 | M3
Trenches exceeding 300 wide
[6 empty] | Excavate to reduce levels | 3.94 | m3 | 3.94 | 55 | AI
E | 1.00 m maximum depth; commencing at reduce level 19.650 in Location 10 for SSL 20.200; Next to existing building; (Detail A) | 1 | M3
Extra over excavation irrespective of depth for excavating
[6 empty] | EO for excavation below water table (prov) | 15.3 | m3 | 15.3 | 43 | AI
F | Below ground water level - RISK ITEM | 1 | ITEM
[6 empty] | EO for excavation in hazardous vapour (prov) | 15.3 | m3 | 15.3 | 43 | AI
G | Toxic/hazardous material; as Noted on Engineers Drawings - Risk Only is Identified - PRICING POINT | 1 | ITEM
Working space allowance to excavations; backfilling with selected excavated material; (Material arising from Excavations within Piling Mat)
[6 empty] | Excavate pile caps/grd beams; ne 1m dp | 17.34 | m3 | 2271.54 | 49 | AI
H | Pile caps and ground beams between piles | 131 | M2
[6 empty] | Compound hardstanding | 0 | m2 | 0 | 49 | AI
J | Pits | 6 | M2
[6 empty] | Excavate to reduce levels; ne 1m (restricted headroom) | 4.72 | m3 | 14.16 | 53 | AI
K | Reduce level; (At Floor 19.710 and 19.800) | 3 | M2
[6 empty] | Working space; trenches; b/fill with SEM | 14.4 | m2 | 72 | 58 | AI
L | Trenches | 5 | M2
Page Total 2000/4/3
SUBSTRUCTURES - 2020 - Substructures Existing Building
| Description | Qty | Unit |  |  | Notes
Earthwork support To faces of excavation
[6 empty] | Ground beams & edge of bed; 250-500 | 20.9 | m | 2737.9 | 50 | AI
A | 1.00 m maximum depth; distance between opposing faces not exceeding 2m; below ground water; in unstable ground - Ground Beams | 131 | M2
[6 empty] | Excavate trenches for pipes ne 200mm dia; backfill with SEM; dispose of surplus on site; depth to invert: 1 - 1.25m | 20.41 | m | 122.46 | 49 | AI
B | 1.00 m maximum depth; distance between opposing faces not exceeding 2m; below ground water; in unstable ground - Service Pit | 6 | M2
[6 empty] | Excavate trenches for pipes ne 200mm dia; backfill with SEM; dispose of surplus on site; depth to invert: 1 - 1.25m | 20.41 | m | 61.23 | 51 | AI
C | 1.00 m maximum depth; distance between opposing faces not exceeding 2m; below ground water; in unstable ground - Trench against existing | 3 | M2
[6 empty] | Excavate trenches for pipes ne 200mm dia; backfill with SEM; dispose of surplus on site; depth to invert: 0.75 - 1m | 11.11 | m | 11.11 | 52 | AI
D | 1.00 m maximum depth; distance between opposing faces not exceeding 2m; below ground water; in unstable ground; next existing building - Trench for GB11 | 1 | M2
[6 empty] | Excavate trenches for pipes ne 200mm dia; backfill with SEM; dispose of surplus on site; depth to invert: ne 0.5m | 4.84 | m | 14.52 | 53 | AI
E | 1.00 m maximum depth; distance between opposing faces 2 to 4m; below ground water; in unstable ground - Reduce dig | 3 | M2
[6 empty] | Excavate trenches for pipes ne 200mm dia; backfill with SEM; dispose of surplus on site; depth to invert: ne 0.5m | 4.84 | m | 4.84 | 51 | AI
F | 1.00 m maximum depth; distance between opposing faces 2 to 4m; below ground water; in unstable ground - Service Pit | 1 | M2
[6 empty] | Excavate trenches for pipes ne 200mm dia; backfill with SEM; dispose of surplus on site; depth to invert: 0.75 - 1m | 11.11 | m | 11.11 | 54 | AI
G | 1.00 m maximum depth; distance between opposing faces 2 to 4m; below ground water; in unstable ground - Trench for GB11 | 1 | M2
Disposal
[6 empty] | Temporary drains to compound | 0 | item | 0 | 46 | AI
H | Ground water | 1 | ITEM
[6 empty] | Temporary drains to compound | 0 | item | 0 | 46 | AI
J | Surface water | 1 | ITEM
Excavated material
[6 empty] | Dispose of broken concrete off site | 22.13 | m3 | 907.33 | 48 | AI
K | Off site | 41 | M3
[6 empty] | Filling with free issue materials from site stockpile; to form piling mat; load & haul max 50m | 9.81 | m3 | 608.22 | 51 | AI
L | On site spoil heaps | 62 | M3
[6 empty] | Dispose of hardcore / piling mat off site | 19.67 | m3 | 19.67 | 48 | AI
M | Off site; toxic/hazardous material; - Soil Investigation Report - PRICING POINT - RISK ITEM NOT MEASURED IN ACCORDANCE WITH SMM7R | 1 | ITEM
Page Total 2000/4/4
SUBSTRUCTURES - 2020 - Substructures Existing Building
| Description | Qty | Unit |  |  | Notes
Hardcore; MOT1; obtained off site;depositing in layers 150mm maximum thickness; Contractor design Filling to; make up levels
[6 empty] | Cellcore; 250mm; CC 40/55; under concrete 1401-1810mm | 48.76 | m2 | 877.68 | 52 | AI
A | Over 250 thick; (Below slab at Location 7 - SSL 19.942) | 18 | M3
[6 empty] | Foundations; ne 250 | 11.03 | m | 1025.79 | 55 | AI
B | Over 250 thick; (Below slab at Location 9,10,11 - New Collenade Slab & slab to stores) | 93 | M3
Selected excavated material; obtained from on site spoil heaps;depositing in layers 150mm maximum thickness; (Material from Piling Mat - Location of items noted should Piling Mat material not deemed suitable for fill and imported hardcore require- Contractor design)) Filling to; make up levels
[6 empty] | Cellcore; 250mm; CC 40/55; under concrete 1401-1810mm | 48.76 | m2 | 2633.04 | 52 | AI
C | Over 250 thick; (Below slab at Location 7 - SSL 19.942) | 54 | M3
[6 empty] | Imported fill; hardcore / crushed concrete in piling mat; 750mm thick | 20.2 | m2 | 161.6 | 61 | AI
D | Not exceeding 250 average thick; (Regularising layer on piling mat to Location 6) | 8 | M3
Surface treatments
[6 empty] | Level & compact bottom of excavation | 7.5 | m2 | 2092.5 | 61 | AI
E | Compacting; bottoms of excavations; with vibrating plate; (Top of piling mat prior to regulating layer and filling - Location 6 & 7) | 279 | M2
[6 empty] | Level & compact bottom of excavation | 7.5 | m2 | 1912.5 | 58 | AI
F | Compacting; bottoms of excavations; with vibrating plate; (Location 8,9,10 & 11) | 255 | M2
[6 empty] | Temporary works; Groundforce hydraulic propping to secant piles, MP500's, MP250, plunge piles, | 0 | item | 0 | 53 | AI
G | Compacting; bottoms of excavations; with vibrating plate; (Bottom of Pile Caps & Ground Beams) | 152 | M2
[6 empty] | Level & compact bottom of excavation (large areas) | 0.23 | m2 | 1.15 | 59 | AI
H | Compacting; bottoms of excavations; with vibrating plate; (Bottom of Service Pit) | 5 | M2
[6 empty] | Level & compact bottom of excavation | 7.5 | m2 | 52.5 | 57 | AI
J | Compacting; bottoms of excavations; with vibrating plate; (Bottom of Trench abutting existing collenade wall) | 7 | M2
[6 empty] | Level & compact surface of fill & 25mm sand blinding | 3.39 | m2 | 949.2 | 58 | AI
K | Compacting; surface of filling; with vibrating plate; blinding - (Filling to make up levels - Replacement floor at Location 8,9,10 & 11) | 280 | M2
Page Total 2000/4/5
SUBSTRUCTURES - 2020 - Substructures Existing Building
| Description | Qty | Unit |  |  | Notes
Surface treatments
[6 empty] | Imported fill; hardcore / crushed concrete in piling mat; 600mm thick | 16.16 | m2 | 4524.8 | 64 | AI
A | Compacting; surface of filling; with vibrating plate; blinding - (Filling to make up levels or top of regulating layer to reduce dig within piling Mat - to Main Floor Slab at Locations 6 & 7) | 280 | M2
D50 Underpinning Limits
[6 empty] | Excavate trenches for pipes ne 200mm dia; backfill with SEM; dispose of surplus on site; depth to invert: 1 - 1.25m | 20.41 | m | 20.41 | 40 | AI
B | Length carried out in one operation is not to exceed 1m | 1 | ITEM
[6 empty] | Excavate trenches for multiple ducts; 1450mm (8) wide; backfill with 6F2; dispose of surplus off site; depth to trench invert: 1.25 - 1.5 m | 211.01 | m | 211.01 | 34 | AI
C | The maximum number of sections exposed at any one time is to be 4 | 1 | ITEM
Temporary support for existing structures Supporting at location of Detail B
[6 empty] | Formed; construction with key & grout check rebate; ne 300 | 19.19 | m | 19.19 | 40 | AI
D | Contractor Design ; making good - PRICING POINT | 1 | ITEM |  |  | PROV SUM - IF REQUIRED
Excavating Preliminary trenches
[6 empty] | Excavate pits; ne 1m dp | 20.07 | m3 | 60.21 | 59 | AI
E | 1.00 m maximum depth; from one side only; commencing at 19.650 | 3 | M3 |  |  | Including Backfilling
Underpinning pits
[6 empty] | Excavate pits; ne 1m dp | 20.07 | m3 | 60.21 | 59 | AI
F | 1.00 m maximum depth; from one side only; commencing at 19.650 | 3 | M3 |  |  | BY HAND
Extra over excavation irrespective of depth for excavating
[6 empty] | EO for excavation below water table (prov) | 15.3 | m3 | 15.3 | 45 | AI
G | Below water level - PRICING POINT | 1 | ITEM
Earthwork support To faces of preliminary trenches
[6 empty] | Steproc retaining wall; mm thk | 0 | m2 | 0 | 53 | AI
H | 1.00 m maximum depth; distance between opposing faces not exceeding 2m; below ground water level; in unstable ground; next to existing buildings | 17 | M2
Page Total 2000/4/6
SUBSTRUCTURES - 2020 - Substructures Existing Building
| Description | Qty | Unit |  |  | Notes
To faces of underpinning pits
[6 empty] | Steproc retaining wall; mm thk | 0 | m2 | 0 | 53 | AI
A | 1.00 m maximum depth; distance between opposing faces not exceeding 2m; below ground water level; in unstable ground; next to existing buildings | 10 | M2
Work to existing Cutting away projecting foundations
[6 empty] | Brickwork; HB thick skin of facing brickwork laid against concrete; step riser; PCÂ£450/1000; 2 courses high (160mm) | 18.91 | m | 453.84 | 62 | AI
B | Brick footings course x 3 | 24 | M
Preparing the underside of new work to receive pinning up of new work
[6 empty] | Brickwork; HB thick skin of facing brickwork laid against concrete; step riser; PCÂ£450/1000; 2 courses high (160mm) | 18.91 | m | 453.84 | 59 | AI
C | 430 thick brickwork | 24 | M |  |  | DRY PACKING
Disposal
[6 empty] | Temporary drains to compound | 0 | item | 0 | 46 | AI
D | Ground water | 1 | ITEM
[6 empty] | Temporary drains to compound | 0 | item | 0 | 46 | AI
E | Surface water | 1 | ITEM
Excavated material
[6 empty] | Dispose of broken concrete off site | 22.13 | m3 | 132.78 | 48 | AI
F | Off site | 6 | M3
Surface treatments Compacting bottoms of excavations
[6 empty] | Compound hardstanding | 0 | m2 | 0 | 63 | AI
G | Generally | 24 | M2
Plain insitu concrete; Gen 1; 20mm aggregate; as Engineers Spec E10/110A Beds
[6 empty] | Blinding ne 150 thk; 50mm thick | 14.33 | m2 | 28.66 | 51 | AI
H | Not exceeding 150 thick; (Mud Mat) | 2 | M3
Reinforced concrete; Designation 32/40; 20mm aggregate: water resistant additive; vibrated; as Engineers Spec E10/112A Foundations
[6 empty] | Pln concrete bed; 150-450mm thk | 20.5 | m3 | 102.5 | 63 | AI
J | 150 to 450 thick | 5 | M3
Page Total 2000/4/7
SUBSTRUCTURES - 2020 - Substructures Existing Building
| Description | Qty | Unit |  |  | Notes
Formwork; basic finsih at discretion of contractor; as Engineers Spec E10/610 Sides of foundations
[6 empty] | Ground beams & edge of bed; 250-500 | 20.9 | m | 522.5 | 57 | AI
A | Not exceeding 250 high | 25 | M
Reinforcement; bars; complete with all laps; tying wire; stool supports etc; as Engineers Spec E30/150; NOT MEASURED IN ACCORDANCE WITH SMM7R Bars
[6 empty] | Foundations; 250-500 | 18.12 | m | 15.4926 | 45 | AI
B | Various sizes; straight and bent; (Foundations BCA assumed 180kg/m3) | 0.855 | T
[6 empty] | Reinforced continuity joint with Conobar or similar; to 225 thk slab; H16 bars T&B (Slipform) | 23.13 | m | 23.13 | 47 | AI
C | extra over for couplers to reinforcement bars to facilitate the hit and miss seuence of works. | 1 | ITEM |  |  | TAPER THREADED COUPLER
Worked finishes to in-situ concrete; as Engineers Spec E41 Finishing
[6 empty] | Power float / Pan finish (U3, Ordinary finish) | 5.58 | m2 | 78.12 | 53 | AI
D | Ordinary finish; as Engineers Spec E41/165A | 14 | M2
Page Total 2000/4/8
SUBSTRUCTURES - 2020 - Substructures Existing Building
| Description | Qty | Unit |  |  | Notes
SUB-BILL NR 2020.03 - SUBS - CONCRETE ETC - EXISTING BUILDING IN SITU CONCRETE / LARGE PRECAST CONCRETE E10 Mixing/casting/curing in situ concrete Plain Insitu concrete; Compressive strength: GEN 1 Aggregate: 20 mm maximum; Design chemical class: As noted; Consistence class: As noted; Chloride Class: as Engineers Spec E10/110A Beds
[6 empty] | Imported fill; hardcore / crushed concrete in piling mat; 600mm thick | 16.16 | m2 | 226.24 | 52 | AI
A | Not exceeding 150 thick; (Mud mat - Below Main Floor Slabs - Location 6 & 7) | 14 | M3
[6 empty] | Type 1 sub-base; 150mm thk | 8.09 | m2 | 113.26 | 51 | AI
B | Not exceeding 150 thick; (Mud mat - Below Main Floor Slabs - Location 8,9,10 & 11) | 14 | M3
[6 empty] | Steproc retaining wall; mm thk | 0 | m2 | 0 | 53 | AI
C | Not exceeding 150 thick; (Mud mat - Below Foundation abutting existiing collenade wall) | 1 | M3
[6 empty] | Imported fill; hardcore / crushed concrete in piling mat; ne 100mm thick | 3.15 | m2 | 25.2 | 52 | AI
D | Not exceeding 150 thick; (Mud mat - Below Ground Beams) | 8 | M3
[6 empty] | Imported fill; hardcore / crushed concrete in piling mat; 600mm thick | 16.16 | m2 | 16.16 | 52 | AI
E | Not exceeding 150 thick; (Mud mat - Below Service Pit Base) | 1 | M3
Plain insitu concrete; Compressive strength: C32/40; Aggregate: 20 mm maximum; Design chemical class: As noted; Consistence class: As noted; Chloride Class: As noted;as Engineers Spec E10/112A Foundations
[6 empty] | Sand blinding; 25mm thk | 2.9 | m2 | 2.9 | 44 | AI
F | Generally; poured on or against earth or unblinded hardcore | 1 | M3
Reinforced Insitu concrete; Compressive strength: C32/40; Aggregate: 20 mm maximum; Design chemical class: As noted; Consistence class: As noted; Chloride Class: As noted; vibrated;; as Engineers Spec E10/112A Ground beams
[6 empty] | Compound hardstanding | 0 | m2 | 0 | 48 | AI
G | Generally | 87 | M3
Beds
[6 empty] | Cellcore; 250mm; CC 40/55; under concrete 1401-1810mm | 48.76 | m2 | 2047.92 | 57 | AI
H | 150 to 450 thick; (150 thick Main Slab - Location 8,9,10 & 11) | 42 | M3
[6 empty] | Pln concrete bed; 150-450mm thk | 20.5 | m3 | 307.5 | 60 | AI
J | 150 to 450 thick; (200 thick Main Slab - Location 6) | 15 | M3
[6 empty] | Pln concrete bed; 150-450mm thk | 20.5 | m3 | 861 | 61 | AI
K | 150 to 450 thick; (200 thick Main Slab - Location 7) | 42 | M3
Page Total 2000/4/9
SUBSTRUCTURES - 2020 - Substructures Existing Building
| Description | Qty | Unit |  |  | Notes
Reinforced Insitu concrete; Compressive strength: C32/40; Aggregate: 20 mm maximum; Design chemical class: As noted; Consistence class: As noted; Chloride Class: As noted; Waterproof additive; vibrated;; as Engineers Spec E10/112A Foundations
[6 empty] | Steproc retaining wall; mm thk | 0 | m2 | 0 | 46 | AI
A | Generally; (Abutting existing collenade wall) | 3 | M3
[6 empty] | EO service trenches for excavating extra space for jointing pit at pipe joints | 16.08 | nr | 16.08 | 42 | AI
B | Generally; (Service Pit) | 1 | M3
Walls
[6 empty] | Steproc retaining wall; mm thk | 0 | m2 | 0 | 57 | AI
C | 150 to 450 thick; (200 thick - Retaining wall - Forming Step in Levels at Collenade Floor) | 1 | M3
[6 empty] | Steproc retaining wall; mm thk | 0 | m2 | 0 | 56 | AI
D | 150 to 450 thick; (200 thick - Retaining wall abutting exising collenade wall) | 3 | M3
[6 empty] | Pln concrete bed; 150-450mm thk | 20.5 | m3 | 41 | 61 | AI
E | 150 to 450 thick; (200 thick - Retaining wall to service pit) | 2 | M3
[6 empty] | Steproc retaining wall; mm thk | 0 | m2 | 0 | 58 | AI
F | 150 to 450 thick; (300 thick - W3 - Retaining wall - Forming Step in Levels) | 1 | M3
E20 Formwork for in situ concrete Formwork; Basic finish; As Engineers Spec E20/610 Sides of foundations
[6 empty] | Foundations; ne 250 | 11.03 | m | 99.27 | 52 | AI
G | Not exceeding 250 high' (Foundation abutting Collenade Wall) | 9 | M
[6 empty] | Foundations; 250-500 | 18.12 | m | 144.96 | 60 | AI
H | Not exceeding 250 high' (Foundation to Service Pit) | 8 | M
Sides of ground beams and edges of beds
[6 empty] | Edges of slabs & openings; ne 250 | 11.03 | m | 88.24 | 58 | AI
J | Not exceeding 250 high; (Edge of 150 thick floor slab at Service Pit) | 8 | M
[6 empty] | Edges of slabs & openings; ne 250 | 11.03 | m | 110.3 | 63 | AI
K | Not exceeding 250 high; (Edge of 150 thick floor slab at Step in Levels - Location 8,9,10 & 11) | 10 | M
[6 empty] | Edges of slabs & openings; 250-500 | 18.01 | m | 450.25 | 60 | AI
L | Not exceeding 250 high; (Edge of 200 thick floor slab at Step in Levels - Location 6 & 7) | 25 | M
Page Total 2000/4/10
SUBSTRUCTURES - 2020 - Substructures Existing Building
| Description | Qty | Unit |  |  | Notes
Sides of ground beams and edges of beds
[6 empty] | Ground beams & edge of bed; 250-500 | 20.9 | m | 7586.7 | 70 | AI
A | 250 to 500 high; (Sides of Ground Beams - Generally) | 363 | M
Walls
[6 empty] | Steproc retaining wall; mm thk | 0 | m2 | 0 | 66 | AI
B | Vertical; to one side; (Other side formed by existing collenade wall) - 200 thick; (Retaining Walls) | 13 | M2
[6 empty] | Steproc retaining wall; mm thk | 0 | m2 | 0 | 65 | AI
C | Vertical; to one side; (Other side formed by existing collenade wall) - 200 thick; (Retaining Wall at Service Pit) | 1 | M2
[6 empty] | Steproc retaining wall; mm thk | 0 | m2 | 0 | 64 | AI
D | Vertical; to both sides; (both sides measured seperately) - 200 thick; (Retaining Walls Forming Steps in Floor) | 3 | M2
[6 empty] | Steproc retaining wall; mm thk | 0 | m2 | 0 | 61 | AI
E | Vertical; to both sides; (both sides measured seperately) - 200 thick; (Retaining Walls around Service Pit) | 18 | M2
[6 empty] | Steproc retaining wall; mm thk | 0 | m2 | 0 | 65 | AI
F | Vertical; to both sides; (both sides measured seperately) - 300 thick; (Retaining Walls - Ref W3) | 5 | M2
Suspended wall kickers
[6 empty] | Steproc retaining wall; mm thk | 0 | m2 | 0 | 50 | AI
G | Suspended one side; 150 high - 200 thick; (Detail A at abutment of Collenade Wall) | 9 | M
[6 empty] | Steproc retaining wall; mm thk | 0 | m2 | 0 | 50 | AI
H | Suspended one side; 150 high - 200 thick; (Detail B at abutment of Collenade Wall) | 23 | M
[6 empty] | Ducts in trenches; clay; size: 150mm dia | 22.06 | m | 198.54 | 56 | AI
J | Suspended one side; 150 high - 200 thick; (Perimeter of Service Pit) | 9 | M
[6 empty] | Step in top surface; ne 250 | 17.26 | m | 86.3 | 52 | AI
K | Suspended one side; 150 high - 200 thick; (Steps in floor levels at Collenade) | 5 | M
[6 empty] | Formed; construction; 300-600 | 18.66 | m | 242.58 | 50 | AI
L | Suspended both sides; 150 high - 300 thick | 13 | M
Wall ends soffits and steps in walls
[6 empty] | Trowel; narrow widths; ne 250mm | 10.81 | m2 | 10.81 | 52 | AI
M | Not exceeding 250 wide | 1 | M
Page Total 2000/4/11
SUBSTRUCTURES - 2020 - Substructures Existing Building
| Description | Qty | Unit |  |  | Notes
E30 Reinforcement for in situ concrete Reinforcement bars; As Architects Spec E30.150; to BS4449; including hooks; tying wire; spacers and chairs; as Engineers Notes; NOT measured in accordance with SMM7R Bars
[6 empty] | Post tensioning; 225 mm thk slabs; supply & fix - to engineers design; 4.5kg PT/m2 | 19.65 | m2 | 312.5332 | 48 | AI
A | Variable nominal size; straight; bent; etc; (Ground Beams - 190kg/M3 as ???????) | 15.905 | T
[6 empty] | Pln concrete bed; 150-450mm thk | 20.5 | m3 | 324.9865 | 45 | AI
B | Variable nominal size; straight; bent; etc; (Beds - 165kg/M3 as ???????) | 15.853 | T
[6 empty] | Pln concrete bed; 150-450mm thk | 20.5 | m3 | 13.3455 | 44 | AI
C | Variable nominal size; straight; bent; etc; (Foundations - BCA assumed 180kg/M3 as ???????) | 0.651 | T
[6 empty] | Steproc retaining wall; mm thk | 0 | m2 | 0 | 48 | AI
D | Variable nominal size; straight; bent; etc; (Retaining walls - 150kg/M3 as ???????) | 0.832 | T
E40 Designed joints in situ concrete Joints; movement and similar joints; as Engineers Spec E40 - NO Spec ; Contractors design Plain
[6 empty] | Granite paving; 250 x 150 x 60; on 50mm sand bed; free issue paving | 20.38 | m2 | 20.38 | 58 | AI
E | 100 - 200 wide; (150 thick slab) - PRICING POINT | 1 | ITEM |  |  | Increase due to Waterproofing
[6 empty] | Granite paving; 900 x 300 x 30; on 50mm sand bed; free issue paving | 16.63 | m2 | 16.63 | 56 | AI
F | 200 - 300 wide; (200 thick slab) - PRICING POINT | 1 | ITEM |  |  | Increase due to Waterproofing
Joints; Hydrophilic joint; as Engineers Spec E40 - NO Spec ; Contractors design Plain
[6 empty] | Timber edging; 50 x 150; with 40 x 40 x 450 pegs; curved/facetted | 21.47 | m | 364.99 | 55 | AI
G | Set on edge; Horizontal; (200 thick Wall to perimeter of Service Pit) | 17 | M
[6 empty] | Form external angle | 9.44 | m | 75.52 | 36 | AI
H | External angles | 8 | NR
E41 Worked finishes/Cutting to in situ concrete Worked finishes Manual tamping; NO Architects Spec
[6 empty] | Excavate basement; ne 6m dp | 7.29 | m3 | 2033.91 | 48 | AI
J | Generally; (Mud mat - below Main Floor slabs Location 6 & 7) | 279 | M2
Page Total 2000/4/12
SUBSTRUCTURES - 2020 - Substructures Existing Building
| Description | Qty | Unit |  |  | Notes
E41 Worked finishes/Cutting to in situ concrete Worked finishes Manual tamping; NO Architects Spec
[6 empty] | Excavate basement; ne 8m dp | 10.2 | m3 | 2856 | 51 | AI
A | Generally; (Mud mat - below Main Floor slabs Location 8,9,10 & 11) | 280 | M2
[6 empty] | Steproc retaining wall; mm thk | 0 | m2 | 0 | 56 | AI
B | Generally; (Mud mat - below Foundation abutting Collenade Wall) | 7 | M2
[6 empty] | Excavate to reduce levels, for piling mat; ne 1m dp | 3.8 | m3 | 19 | 51 | AI
C | Generally; (Mud mat - below Foundation at Service Pit) | 5 | M2
[6 empty] | Excavate to reduce levels, for piling mat; ne 1m dp | 3.8 | m3 | 577.6 | 46 | AI
D | Generally; (Mud mat - below Ground Beams) | 152 | M2
Power float finish; NO Architects Spec E41
[6 empty] | Cellcore; 250mm; CC 40/55; under concrete 1401-1810mm | 48.76 | m2 | 13652.8 | 58 | AI
E | Generally; (Top of 150 thick Main Floor Slab Location 8,9,10 & 11) | 280 | M2
[6 empty] | Post tensioning; 225 mm thk slabs; supply & fix - to engineers design; 4.5kg PT/m2 | 19.65 | m2 | 8331.6 | 56 | AI
F | Generally; (Top of 200 thick Main Floor Slab including Ground Beams - Location 6 & 7) | 424 | M2
[6 empty] | Excavate trenches for 225mm dia ducts; backfill with 6F2; dispose of surplus off site; depth to invert: 1.5 - 1.75 m | 209.6 | m | 628.8 | 52 | AI
G | Generally; (Top of 200 thick Service Pit Foundation) | 3 | M2
Smooth float finish; as Engineers Spec E41.310
[6 empty] | Steproc retaining wall; mm thk | 0 | m2 | 0 | 54 | AI
H | Generally; (Top of Foundation abutting Collenade Wall) | 4 | M2
[6 empty] | Ground beams & edge of bed; ne 250 | 11.85 | m | 71.1 | 50 | AI
J | Generally; (Top of Ground Beams - GB11 & at Step in Floor between Area 6/7) | 6 | M2
Surface hardener; NO Architects Spec E41
[6 empty] | Rebates; 120 x 150 | 15.45 | m | 4326 | 52 | AI
K | Generally; (Top of 150 thick Main Floors - Assumed by BCA - PRICING POINT) | 280 | M2
[6 empty] | Sides of capping beam; 250-500 | 18.83 | m | 7983.92 | 48 | AI
L | Generally; (Top of 200 thick Main Floors - Assumed by BCA - PRICING POINT) | 424 | M2
BUILDING FABRIC SUNDRIES P31 Holes/Chases/Covers/Supports for services General builders work Cutting or forming holes for ducts and the like
[6 empty] | Chamfer; 25 x 25; curved | 9.33 | m | 9.33 | 42 | AI
M | Various sizes - PRICING POINT; (NOT measured in accordance with SMM7R) | 1 | ITEM
Page Total 2000/4/13
SUBSTRUCTURES - 2020 - Substructures Existing Building
| Description | Qty | Unit |  |  | Notes
Cutting or forming holes for ducts; pipes and the like
[6 empty] | Form rebate to suit C&F; 2-3m girth | 8 | nr | 8 | 44 | AI
A | Not exceeding 1m girth - PRICING POINT; (NOT measured in accordance with SMM7R) | 1 | ITEM
Cutting or forming holes for ducts and the like
[6 empty] | Penetration/openings; circular; ne 110 dia; 250-500 thk | 15.69 | nr | 15.69 | 48 | AI
B | Over 100 diameter; assumed 150 diameter; complete with hydrophilic seal; in 200 thick walls; (6Nr locations) - PRICING POINT | 1 | ITEM
[6 empty] | Timber edging; 50 x 150; with 40 x 40 x 450 pegs | 16.37 | m | 16.37 | 55 | AI
C | Over 100 diameter; assumed 150 diameter; in 150 thick floor - PRICING POINT | 1 | ITEM
[6 empty] | Recess; 300 x 115 x 45 in slipform walls | 20.22 | nr | 20.22 | 48 | AI
D | Over 100 diameter; assumed 150 diameter; in 200 thick floor - PRICING POINT | 1 | ITEM
Page Total 2000/4/14
SUBSTRUCTURES - 2020 - Substructures Existing Building
| Description | Qty | Unit |  |  | Notes
WATERPROOFING J40 Flexible sheet tanking/damp proof membranes NOTES: NOTE 3: NO ALLOWANCE MADE FOR NEW DPC WITHIN EXISTING EXTERNAL WALLS Vapour barrier; seperating layer; single layer laid loose; 150 laps taped and jointed; as Spec to be confirmed - Contractor design Plain areas
[6 empty] | Gas membrane; Visqueen Radon Barrier; horizontal | 1.73 | m2 | 2076 | 58 | AI
C | Horizontal; to insulation; (Main Floor Areas) | 639 | M2 |  |  | Visqueen DPM 1200g
[6 empty] | Impervious tanking membrane; horizontal | 6.91 | m2 | 8292 | 56 | AI
D | Horizontal; to insulation; Within Service Pit | 3 | M2 |  |  | Visqueen DPM 1200g
[6 empty] | Vertical | 7.07 | m | 8484 | 45 | AI
E | Horizontal and vertical angles; etc - PRICING POINT) - NOT measured in accordance with SMM7R | 1 | ITEM |  |  | Visqueen DPM 1200g
Damp Proof Membrane; seperating layer; single layer laid loose; 150 laps taped and jointed; as Spec to be confirmed - Contractor design Plain areas
[6 empty] | Premcrete Hydroseal FX; horizontal; around top of piles | 15.97 | m | 910.29 | 54 | AI
F | Horizontal; to concrete (Below & above Foundation&, below Service Pit abutting Collenade Wall) | 57 | M2 |  |  | No Allowance
[6 empty] | Apply herbicide to surface of ground; horizontal | 0.25 | m2 | 38.75 | 53 | AI
G | Horizontal; to concrete (Below Ground Beams) | 155 | M2 |  |  | No Allowance
[6 empty] | 1200g visqueen (300mu); horizontal; folded and taped joints | 2.88 | m2 | 1609.92 | 54 | AI
H | Horizontal; to concrete (Main Floor Areas) | 559 | M2 |  |  | No Allowance
Page Total 2000/4/15
SUBSTRUCTURES - 2020 - Substructures Existing Building
| Description | Qty | Unit |  |  | Notes
Damp Proof Membrane; seperating layer; single layer laid loose; 150 laps taped and jointed; as Spec to be confirmed - Contractor design Plain areas
[6 empty] | Steproc retaining wall; mm thk | 0 | m2 | 0 | 60 | AI
A | Vertical; to concrete (Perimeter Edge of Main Floor Areas; at steps in levels& at retaining Walls | 120 | M2 |  |  | No Allowance
[6 empty] | Level & compact surface of fill; vertical & battered faces | 3 | m2 | 360 | 54 | AI
B | Vertical; to concrete (Sides of Ground Beams) | 120 | M2 |  |  | No Allowance
BUILDING FABRIC SUNDRIES P10 Sundry insulation/proofing work/fire stops Board or slab insulation; Rockwool RockFlor; Contractor Design Plain areas
[6 empty] | 2000g visqueen (500mu) ECO membrane; horizontal | 3.26 | m2 | 156.48 | 60 | AI
C | 50 thick; to Insulation; horizontal | 48 | M2 |  |  | Insulation below slab in Whitley Hall only
[6 empty] | Imported fill; hardcore / crushed concrete in piling mat; 600mm thick | 16.16 | m2 | 775.68 | 64 | AI
D | 80 thick; to concrete; horizontal | 48 | M2
[6 empty] | Imported fill; hardcore / crushed concrete in piling mat; 600mm thick | 16.16 | m2 | 9534.4 | 64 | AI
E | 100 thick; to concrete; horizontal | 590 | M2
[6 empty] | Imported fill; hardcore / crushed concrete in piling mat; 750mm thick | 20.2 | m2 | 60.6 | 63 | AI
F | 100 thick; to concrete; horizontal; Within Service Pit | 3 | M2
[6 empty] | Form 25mm ramp to lift door threshold | 8 | m | 8 | 43 | AI
G | At Door Thresholds and the like - NO DETAIL - PRICING POINT | 1 | ITEM
Page Total 2000/4/16
EXTERNAL WORKS - 22100 - External Works - Site Clearance
| Description | Qty | Unit |  |  | Notes
BILL NR 22100 - EXTERNAL WORKS - SITE CLEARANCE Not Applicable GROUNDWORK D20 Excavating and filling Site preparation Site clearance
[6 empty] | Induction/training requirements; course fees/charges | 0 | item | 0 | 42 | AI
A | Generally; PRICING POINT ALLOWANCE | 1 | ITEM
Page Total 22000/1/1
EXTERNAL WORKS - 22200 - External Works - Hard Surfaces
| Description | Qty | Unit |  |  | Notes
BILL NR 22200 - EXTERNAL WORKS - HARD SURFACES AND EDGINGS Not Applicable GROUNDWORK D20 Excavating and filling Excavating To reduce levels
[6 empty] | Excavate to reduce levels; ne 1m (restricted headroom) | 4.72 | m3 | 7915.44 | 53 | AI
A | 1 m maximum depth | 1677 | M3 |  |  | SEE HL TAB
Extra over excavation irrespective of depth for
[6 empty] | EO disposal of arisings from trenches for non hazardous material (prov) | 13.88 | m3 | 13.88 | 40 | AI
B | Toxic/hazardous material; (PRICING POINT RISK ITEM ) - NOT Measured in accordance with SMM7R | 1 | ITEM |  |  | SEE HL TAB
Disposal
[6 empty] | Level & compact bottom of excavation | 7.5 | m2 | 7.5 | 48 | AI
C | Below ground water level; (PRICING POINT - Ground water level not established) - NOT Measured in accordance with SMM7R | 1 | ITEM |  |  | SEE HL TAB
[6 empty] | Temporary drains to compound | 0 | item | 0 | 46 | AI
D | Surface water | 1 | ITEM |  |  | SEE HL TAB
Excavated material
[6 empty] | Dispose of broken concrete off site | 22.13 | m3 | 37112.01 | 48 | AI
E | Off site | 1677 | M3 |  |  | SEE HL TAB
Surface treatments
[6 empty] | Level & compact bottom of excavation | 7.5 | m2 | 22147.5 | 62 | AI
F | Compacting; bottoms of excavations | 2953 | M2 |  |  | SEE HL TAB
PAVING / PLANTING / FENCING / SITE FURNITURE Q10 Kerbs/Edgings/Channels/Paving accessories Kerbs; Contractors choice; ref: Bullnose kerb; open butt joints pointing in mortar; refer to drawings ECS2-CDL-XX-XX-DR-C-53001 and 50010 Rev P03; no Spec Kerbs
[6 empty] | Conservation edging; 63 x 250; concrete bed & haunch | 49.05 | m | 1765.8 | 57 | AI
G | 125 x 255; laid 0-6mm upstand; concrete foundation 300 x 100; haunching both sides | 36 | M |  |  | SEE HL TAB
Kerbs; Contractors choice; ref: EF Edging kerb; open butt joints pointing in mortar; refer to drawings ECS2-CDL-XX-XX-DR-C-53001 and 50010 Rev P03; no Spec Kerbs
[6 empty] | Granite edging; 50 x 150; concrete bed & haunch; free issue kerb | 22.7 | m | 2928.3 | 61 | AI
H | 50 x 150 x 915 long; laid flush; concrete foundation 250 x 100; haunching both sides | 129 | M |  |  | SEE HL TAB
[6 empty] | Granite edging; 50 x 150; concrete bed & haunch; free issue kerb | 22.7 | m | 454 | 63 | AI
J | 50 x 150 x 915 long; laid flush; concrete foundation 250 x 100; haunching both sides; curved on plan | 20 | M |  |  | SEE HL TAB
Page Total 22000/2/1
EXTERNAL WORKS - 22200 - External Works - Hard Surfaces
| Description | Qty | Unit |  |  | Notes
Kerbs; Contractors choice; ref: Flush Channel Kerb; open butt joints pointing in mortar; refer to drawings ECS2-CDL-XX-XX-DR-C-53001 and 50010 Rev P03; no Spec Kerbs
[6 empty] | Granite edging; 50 x 150; concrete bed & haunch; free issue kerb | 22.7 | m | 9511.3 | 60 | AI
A | 125 x 150 x 915 long; laid flush; concrete foundation 300 x 100; haunching both sides | 419 | M |  |  | SEE HL TAB
[6 empty] | Granite edging; 50 x 150; concrete bed & haunch; free issue kerb | 22.7 | m | 363.2 | 62 | AI
B | 125 x 150 x 915 long; laid flush; concrete foundation 300 x 100; haunching both sides; curved on plan | 16 | M |  |  | SEE HL TAB
Kerbs; Contractors choice; ref: HB2 half battered kerb; open butt joints pointing in mortar; refer to drawings ECS2-CDL-XX-XX-DR-C-53001 and 50010 Rev P03; no Spec Kerbs
[6 empty] | Foundations; 250-500 | 18.12 | m | 434.88 | 58 | AI
C | 125 x 255; laid 125mm upstand; concrete foundation 300 x 100; haunching both sides | 24 | M |  |  | SEE HL TAB
[6 empty] | EO for drop kerbs (HB2/BN transition); 125 x 255/150 | 18.08 | nr | 54.24 | 62 | AI
D | Extra over for dropper kerbs | 3 | NR |  |  | SEE HL TAB
Kerbs; Contractors choice; ref: Soldier Course Kerb; open butt joints pointing in mortar; refer to drawings ECS2-CDL-XX-XX-DR-C-53001 and 50010 Rev P03; no Spec Kerbs
[6 empty] | Recess; 300 x 115 x 45 in slipform walls | 20.22 | nr | 20321.1 | 48 | AI
E | 100 x 200; laid flush; concrete foundation 300 x 100; haunching both sides | 1005 | M |  |  | SEE HL TAB
[6 empty] | Foundations; 250-500 | 18.12 | m | 271.8 | 59 | AI
F | 100 x 200; laid flush; concrete foundation 300 x 100; haunching both sides; curved on plan | 15 | M |  |  | SEE HL TAB
Q20 Hardcore/Granular/Cement bound bases/sub-bases to roads/pavings 6F2 capping layer; graded so that when compacted is dense without voids; refer to engineers drawing ECS2-CDL-XX-XX-DR-C-50010 Rev P03 Filling to make up levels
[6 empty] | Pln concrete bed; 150-450mm thk | 20.5 | m3 | 7113.5 | 58 | AI
G | Not exceeding 250 average thick; depositing in layers 150 maximum thickness; compacting with vibrating plate | 347 | M3 |  |  | SEE HL TAB
Page Total 22000/2/2
EXTERNAL WORKS - 22200 - External Works - Hard Surfaces
| Description | Qty | Unit |  |  | Notes
ECCOGRAVEL; Golden flint gravel 10mm aggregate; refer to engineers drawing ECS2-CDL-XX-XX-DR-C-50010 Rev P03 Filling to make up levels
[6 empty] | Cellcore; 250mm; CC 40/55; under concrete 1401-1810mm | 48.76 | m2 | 731.4 | 50 | AI
A | Not exceeding 250 average thick; filling into Cedadrive honeycomb structure | 15 | M3 |  |  | SEE HL TAB
[6 empty] | Compound hardstanding | 0 | m2 | 0 | 52 | AI
B | extra over for Cedadrive honeycomb structure | 391 | M2 |  |  | SEE HL TAB
Permeable hydraulically bound 4/20 clean angular stone; refer to engineers drawing ECS2-CDL-XX-XX-DR-C-50010 Rev P03 Filling to make up levels
[6 empty] | Pln concrete bed; 150-450mm thk | 20.5 | m3 | 4920 | 57 | AI
C | Exceeding 250 average thick; depositing in layers 150 maximum thickness; compacting with vibrating plate | 240 | M3 |  |  | SEE HL TAB
[6 empty] | Cellcore; 250mm; CC 40/55; under concrete 1401-1810mm | 48.76 | m2 | 1901.64 | 46 | AI
D | Not exceeding 250 average thick; filling into cellweb TRP system | 39 | M3 |  |  | SEE HL TAB
[6 empty] | Compound hardstanding | 0 | m2 | 0 | 42 | AI
E | extra over for cellweb TRP system | 127 | M2 |  |  | SEE HL TAB
Type 1 granular sub base to clause 803 table 8/2 MCHW volume 1 series 800; graded so that when compacted is dense without voids; refer to engineers drawing SHE-BWM-CY-00-DR-C-7200 Rev T1 Filling to make up levels
[6 empty] | Pln concrete bed; 150-450mm thk | 20.5 | m3 | 5699 | 58 | AI
F | Over 250 average thick; depositing in layers 150 maximum thickness; compacting with vibrating plate | 278 | M3 |  |  | SEE HL TAB
Type 3 Granular material in accordance with series 800 Specification for Highways Works; refer to engineers drawing ECS2-CDL-XX-XX-DR-C-50010 Rev P03 Filling to make up levels
[6 empty] | Pln concrete bed; 150-450mm thk | 20.5 | m3 | 5822 | 58 | AI
G | Over 250 average thick; depositing in layers 150 maximum thickness; compacting with vibrating plate | 284 | M3 |  |  | SEE HL TAB
[6 empty] | Pln concrete bed; 150-450mm thk | 20.5 | m3 | 1824.5 | 58 | AI
H | Not exceeding 250 average thick; depositing in layers 150 maximum thickness; compacting with vibrating plate | 89 | M3 |  |  | SEE HL TAB
Page Total 22000/2/3
EXTERNAL WORKS - 22200 - External Works - Hard Surfaces
| Description | Qty | Unit |  |  | Notes
Type 3 open graded granular aggregate; refer to engineers drawing ECS2-CDL-XX-XX-DR-C-50010 Rev P03 Filling to make up levels
[6 empty] | Pln concrete bed; 150-450mm thk | 20.5 | m3 | 594.5 | 58 | AI
A | Not exceeding 250 average thick; depositing in layers 150 maximum thickness; compacting with vibrating plate | 29 | M3 |  |  | SEE HL TAB
Surface treatments Compacting
[6 empty] | Level & compact surface of fill & 50mm sand blinding | 5.53 | m2 | 6320.79 | 70 | AI
B | Filling; 50mm blinding with quarry dust | 1143 | M2 |  |  | SEE HL TAB
[6 empty] | Granite paving; 250 x 150 x 60; on 50mm sand bed; free issue paving | 20.38 | m2 | 44836 | 69 | AI
C | Filling; 50mm free draining aggregate as recommended by paving manufacturer | 2200 | M2 |  |  | SEE HL TAB
Geotextile membrane; Terram 1000 or simular
[6 empty] | Preprufe; 300R; horizontal; narrow widths ne 300mm | 48.64 | m2 | 86530.56 | 56 | AI
D | Generally; over 300 wide; laid to blinded hardcore | 1779 | M2 |  |  | SEE HL TAB
Impermeable membrane; Marshalls MM380 or equivalent approved
[6 empty] | Preprufe; 300R; horizontal; narrow widths ne 300mm | 48.64 | m2 | 107056.64 | 56 | AI
E | Generally; over 300 wide; laid to blinded hardcore | 2201 | M2 |  |  | SEE HL TAB
Page Total 22000/2/4
EXTERNAL WORKS - 22200 - External Works - Hard Surfaces
| Description | Qty | Unit |  |  | Notes
Q23 Gravel/Hoggin roads/pavings/woodchip Loose gravel; ECCOGRAVEL, ref: Golden flint; 10mm aggregate size; no Spec; refer to drawing EXS2-CDL-XX-XX-DR-C-50010 Rev P03 Pavings
[6 empty] | Brush finish (Special finish); to falls & crossfalls | 13.23 | m2 | 5172.93 | 57 | AI
A | To falls or cross falls and to slopes not exceeding 15 degrees from horizontal; to blinded surfaces | 391 | M2 |  |  | SEE HL TAB
Q24 Interlocking brick / block roads / pavings Paving; Permeable Clay block paving; Chelmer Valley Ltd, Alpha collection, ref: Spalding; colour: TBC; size TBC; 2-5mm wide joints, filled with sand; bond: herringbone pattern; laid on 50mm free draining bedding to BS7533-13 Table A.2; as Spec Q24/1205; refer to drawing ECS2-CDL-XX-XX-DR-C-50010 Rev P03 Paving type 04
[6 empty] | Brush finish (Special finish); to falls & crossfalls | 13.23 | m2 | 10584 | 57 | AI
B | To falls or cross falls and to slopes not exceeding 15 degrees from horizontal; to blinded surfaces | 800 | M2 |  |  | SEE HL TAB
Extra over for
[6 empty] | Handrails; temp; m/steel; 48 dia posts with 42 dia & 33 dia rails (HR008); rate per 169mm riser | 19.94 | nr | 19.94 | 28 | AI
C | Sunmittals as Spec Q24.2100-2108; PRICING POINT | 1 | ITEM |  |  | SEE HL TAB
[6 empty] | Step irons; built into pre-cast manhole sections | 7.08 | nr | 177 | 53 | AI
D | Extra over for cutting paving to suit recessed manhole covers | 25 | NR |  |  | SEE HL TAB
[6 empty] | Granite bull nose steps with flame finish; 340 x 40mm thk in 600mm lenghts; on 30mm mortar bed. Lay only free issue granite | 18.33 | m | 1136.46 | 60 | AI
E | Treads; 350 wide; fixing to concrete steps; Special bricks with Corduroy strips/nosing | 62 | M |  |  | SEE HL TAB
Q25 Slab/Brick/Block/Sett/Cobble pavings Paving; Contractors Proposal's, ref: Blister Paving; colour: TBC; Size: TBC; laid on 50mm sharp sand bedding; 6mm joints; no Spec Pavings
[6 empty] | Brush finish (Special finish); to falls & crossfalls | 13.23 | m2 | 357.21 | 57 | AI
F | Generally; to falls or cross falls and to slopes not exceeding 15 degrees from horizontal; to blinded surfaces | 27 | M2 |  |  | SEE HL TAB
Page Total 22000/2/5
EXTERNAL WORKS - 22210 - Ramp
| Description | Qty | Unit |  |  | Notes
BILL NR 22210 - EXTERNAL WORKS - REINFORCED CONCRETE RAMP SUB-BILL NR 2010.03 - SUBS - GENERALLY - CONCRETE ETC IN SITU CONCRETE / LARGE PRECAST CONCRETE E10 Mixing/casting/curing in situ concrete Plain Insitu concrete; Compressive strength: GEN 1 Aggregate: 20 mm maximum; Design chemical class: As noted; Consistence class: As noted; Chloride Class: as Engineers Spec E10/110A Beds
[6 empty] | Blinding ne 150 thk; 50mm thick | 14.33 | m2 | 42.99 | 51 | AI
A | Not exceeding 150 thick; (Mud mat) | 3 | M3
Reinforced Insitu concrete; Compressive strength: C32/40; Aggregate: 20 mm maximum; Design chemical class: As noted; Consistence class: As noted; Chloride Class: As noted; vibrated;; as Engineers Spec E10/112A Upstands
[6 empty] | Blinding ne 150 thk; 50mm thick | 14.33 | m2 | 42.99 | 52 | AI
B | Generally; (150 thick x 400 high) | 3 | M3
Reinforced Insitu concrete; Compressive strength: C32/40; Aggregate: 20 mm maximum; Design chemical class: As noted; Consistence class: As noted; Chloride Class: As noted; Waterproof additive; vibrated;; as Engineers Spec E10/112A Beds
[6 empty] | Blinding ne 150 thk; 50mm thick | 14.33 | m2 | 128.97 | 57 | AI
C | Not exceeding 150 thick | 9 | M3
E20 Formwork for in situ concrete Formwork; Basic finish; As Engineers Spec E20/610 Sides of upstands
[6 empty] | Wall ends/opngs; 250-500 | 16.48 | m | 824 | 63 | AI
D | over 250 not exceeding 500 high | 50 | M
[6 empty] | Ground beams & edge of bed; 250-500 | 20.9 | m | 1045 | 57 | AI
E | not exceeding 250 high | 50 | M
E30 Reinforcement for in situ concrete Reinforcement bars; As Architects Spec E30.150; to BS4449; including hooks; tying wire; spacers and chairs; as Engineers Notes; NOT measured in accordance with SMM7R Bars
[6 empty] | Cast in sleeve/pipe; 150mm dia thro' upstand, etc | 13.29 | nr | 23.922 | 43 | AI
F | Variable nominal size; straight; bent; etc; (Ramp and upstands assume - 150kg/M3) | 1.8 | T
Page Total 22000/3/1
EXTERNAL WORKS - 22210 - Ramp
| Description | Qty | Unit |  |  | Notes
E40 Designed joints in situ concrete Joints; movement and similar joints; as Engineers Spec E40 - NO Spec ; Contractors design Plain
[6 empty] | Granite paving; 900 x 300 x 30; on 50mm sand bed; free issue paving | 16.63 | m2 | 16.63 | 59 | AI
A | 200 - 300 wide; (150 thick slab) - PRICING POINT | 1 | ITEM
E41 Worked finishes/Cutting to in situ concrete Worked finishes Manual tamping; NO Architects Spec
[6 empty] | Compound hardstanding | 0 | m2 | 0 | 57 | AI
B | Generally; (Mud mat) | 64 | M2
Power float finish; NO Architects Spec E41
[6 empty] | Compound hardstanding | 0 | m2 | 0 | 63 | AI
C | Generally | 64 | M2
Smooth float finish; as Engineers Spec E41.310
[6 empty] | Timber edging; 50 x 150; with 40 x 40 x 450 pegs; curved/facetted | 21.47 | m | 1073.5 | 55 | AI
D | Generally; 150 wide (Top of Upstands) | 50 | M
Page Total 22000/3/2
EXTERNAL WORKS - 22400 - Ext Works - Soft Landscaping
| Description | Qty | Unit |  |  | Notes
BILL NR 22400 - EXTERNAL WORKS - SOFTLANDSCAPING Rev 1 Not Applicable GROUNDWORK D20 Excavating and filling Excavating To reduce levels
[6 empty] | Excavate topsoil for preservation; 150mm depth | 0.99 | m2 | 206.91 | 48 | AI
A | 1.00 m maximum depth | 209 | M3
Excavated material
[6 empty] | Dispose of broken concrete off site | 22.13 | m3 | 5687.41 | 48 | AI
E | Off site | 257 | M3
Selected excavated material MOT Type 1; depositing in layers 150 maximum thicknes; obtained off site
[6 empty] | Gas membrane; Visqueen Radon Barrier; turn up at edges ne 250mm | 1.77 | m | 3.54 | 52 | AI
F | Not exceeding 250 average thick | 2 | M3 |  |  | Tonne Bags
Clean stone; 50-75 dia; drainage layer to bottom of tree pits Filling to make up levels
[6 empty] | Gas membrane; Visqueen Radon Barrier; turn up at edges ne 250mm | 1.77 | m | 10.62 | 54 | AI
G | Over 250 average thick | 6 | M3
Page Total 22000/5/1
EXTERNAL WORKS - 22500 - External Works - Walls
| Description | Qty | Unit |  |  | Notes
BILL NR 22500 - EXTERNAL WORKS - WALLS Not Applicable GROUNDWORK D20 Excavating and filling Excavating within existing building Trenches; width over 300 wide
[6 empty] | Excavate topsoil for preservation; 150mm depth | 0.99 | m2 | 3.96 | 48 | AI
A | 1.00 m maximum depth | 4 | M3
Excavating Trenches; width over 300 wide
[6 empty] | Excavate topsoil for preservation; 150mm depth | 0.99 | m2 | 78.21 | 48 | AI
B | 1.00 m maximum depth | 79 | M3
Extra over excavation irrespective of depth for excavating
[6 empty] | EO for excavation below water table (prov) | 15.3 | m3 | 15.3 | 43 | AI
C | Below ground water level - RISK ITEM | 1 | ITEM
[6 empty] | EO for excavation in hazardous vapour (prov) | 15.3 | m3 | 15.3 | 43 | AI
D | Toxic/hazardous material; as Noted on Engineers Drawings - Risk Only is Identified - PRICING POINT | 1 | ITEM
Earthwork support To faces of excavation
[6 empty] | Excavate trenches for pipes ne 200mm dia; backfill with SEM; dispose of surplus on site; depth to invert: 1 - 1.25m | 20.41 | m | 4306.51 | 49 | AI
E | 1.00 m maximum depth; distance between opposing faces not exceeding 2m | 211 | M2
[6 empty] | Compound hardstanding | 0 | m2 | 0 | 57 | AI
F | 1.00 m maximum depth; distance between opposing faces not exceeding 2m; curved on plan | 16 | M2
Disposal
[6 empty] | Temporary drains to compound | 0 | item | 0 | 46 | AI
G | Ground water | 1 | ITEM
[6 empty] | Temporary drains to compound | 0 | item | 0 | 45 | AI
H | Surface water | 1 | ITEM
Excavated material
[6 empty] | Dispose of broken concrete off site | 22.13 | m3 | 1881.05 | 48 | AI
J | Off site | 85 | M3
[6 empty] | Dispose of hardcore / piling mat off site | 19.67 | m3 | 19.67 | 48 | AI
K | Off site; toxic/hazardous material; - Soil Investigation Report - PRICING POINT - RISK ITEM NOT MEASURED IN ACCORDANCE WITH SMM7R | 1 | ITEM
Crusher run stone;depositing in layers 150mm maximum thickness Filling to; excavations
[6 empty] | Upstands; 250-500 | 28.42 | m | 1222.06 | 51 | AI
L | Over 250 thick; (Either side of Upstand below Ground) | 43 | M3
Surface treatments
[6 empty] | Level & compact bottom of excavation | 7.5 | m2 | 645 | 55 | AI
M | Compacting; bottoms of excavations; with vibrating plate | 86 | M2
Page Total 22000/6/1
EXTERNAL WORKS - 22500 - External Works - Walls
| Description | Qty | Unit |  |  | Notes
Surface treatments
[6 empty] | Level & compact surface of fill & 25mm sand blinding | 3.39 | m2 | 210.18 | 61 | AI
A | Compacting; surface of filling; with vibrating plate; blinding | 62 | M2
IN SITU CONCRETE / LARGE PRECAST CONCRETE E10 Mixing/casting/curing in situ concrete Plain Insitu concrete; Compressive strength: GEN 1 Aggregate: 20 mm maximum; Design chemical class: As noted; Consistence class: As noted; Chloride Class: as Engineers Spec E10/110A Beds
[6 empty] | Blinding ne 150 thk; 50mm thick | 14.33 | m2 | 57.32 | 51 | AI
B | Not exceeding 150 thick; (Mud mat) | 4 | M3
Reinforced Insitu concrete; Compressive strength: C32/40; Aggregate: 20 mm maximum; Design chemical class: As noted; Consistence class: As noted; Chloride Class: As noted; vibrated;; as Engineers Spec E10/112A Foundations
[6 empty] | Compound hardstanding | 0 | m2 | 0 | 48 | AI
C | Generally | 25 | M3
E30 Reinforcement for in situ concrete Reinforcement mesh; As Architects Spec E30; as Engineers Notes Mesh
[6 empty] | Mesh reinforcement; A393 | 18.91 | m2 | 1607.35 | 54 | AI
D | A393 | 85 | M2
E41 Worked finishes/Cutting to in situ concrete Worked finishes Manual tamping; NO Architects Spec
[6 empty] | Compound hardstanding | 0 | m2 | 0 | 57 | AI
E | Generally; (Mud mat) | 85 | M2
[6 empty] | Foundations; ex 1m; permanent left in | 39.5 | m2 | 3357.5 | 60 | AI
F | Generally; (Foundations) | 85 | M2
Page Total 22000/6/2
DRAINAGE - 23100 - Foul Drainage
| Description | Qty | Unit |  |  | Notes
BILL NR 23100 - DRAINAGE - FOUL DRAINAGE DRAINAGE RUNS DISPOSAL SYSTEMS R12 Drainage below ground Excavating trenches within existing building For pipes; not exceeding 200 nominal size
[6 empty] | Excavate trenches for 225mm dia ducts; backfill with 6F2; dispose of surplus off site; depth to invert: 1.5 - 1.75 m | 209.6 | m | 8803.2 | 65 | AI
A | 1250 average depth; backfilling with hardcore material; compacted in layers | 42 | M
[6 empty] | Excavate trenches for 225mm dia ducts; backfill with 6F2; dispose of surplus off site; depth to invert: 1.5 - 1.75 m | 209.6 | m | 3144 | 65 | AI
B | 1500 average depth; backfilling with hardcore material; compacted in layers | 15 | M
[6 empty] | Excavate trenches for 225mm dia ducts; backfill with 6F2; dispose of surplus off site; depth to invert: 1.5 - 1.75 m | 209.6 | m | 16977.6 | 65 | AI
C | 1750 average depth; backfilling with hardcore material; compacted in layers | 81 | M
Extra over irrespective of depth for
[6 empty] | Excavate trenches for pipes ne 200mm dia; backfill with SEM; dispose of surplus on site; depth to invert: 0.75 - 1m | 11.11 | m | 922.13 | 50 | AI
D | Forming hole in foundation walls not exceeding 200 nominl size; not exceeding 500 long; sealing around pipework | 83 | NR
[6 empty] | Excavate trenches for pipes ne 200mm dia; backfill with SEM; dispose of surplus on site; depth to invert: 0.75 - 1m | 11.11 | m | 66.66 | 49 | AI
E | Forming hole in foundation walls not exceeding 200 nominl size; not exceeding 1000 long; sealing around pipework | 6 | NR
Excavating trenches within new building For pipes; not exceeding 200 nominal size
[6 empty] | Excavate trenches for 225mm dia ducts; backfill with 6F2; dispose of surplus off site; depth to invert: 1.5 - 1.75 m | 209.6 | m | 5868.8 | 65 | AI
F | 1500 average depth; backfilling with hardcore material; compacted in layers | 28 | M
Excavating trenches For pipes; not exceeding 200 nominal size
[6 empty] | Excavate trenches for 225mm dia ducts; backfill with 6F2; dispose of surplus off site; depth to invert: 1.5 - 1.75 m | 209.6 | m | 1048 | 65 | AI
G | 1250 average depth; backfilling with hardcore material; compacted in layers | 5 | M
[6 empty] | Excavate trenches for 225mm dia ducts; backfill with 6F2; dispose of surplus off site; depth to invert: 1.5 - 1.75 m | 209.6 | m | 10689.6 | 65 | AI
H | 1500 average depth; backfilling with hardcore material; compacted in layers | 51 | M
[6 empty] | Excavate trenches for 225mm dia ducts; backfill with 6F2; dispose of surplus off site; depth to invert: 1.5 - 1.75 m | 209.6 | m | 14672 | 65 | AI
J | 2000 average depth; backfilling with hardcore material; compacted in layers | 70 | M
Disposal Contaminated ground
[6 empty] | EO disposal of arisings from trenches for non hazardous material (prov) | 13.88 | m3 | 13.88 | 40 | AI
K | Toxic/hazardous material; (PRICING POINT RISK ITEM ) - NOT Measured in accordance with SMM7R | 1 | ITEM
Page Total 23000/1/1
DRAINAGE - 23100 - Foul Drainage
| Description | Qty | Unit |  |  | Notes
Ground water
[6 empty] | Level & compact bottom of excavation | 7.5 | m2 | 7.5 | 48 | AI
A | Below ground water level; (PRICING POINT - Ground water level not established) - NOT Measured in accordance with SMM7R | 1 | ITEM
Surface water
[6 empty] | Temporary drains to compound | 0 | item | 0 | 51 | AI
B | generally | 1 | ITEM
Granular material, 10 nominal size Beds and surrounds
[6 empty] | Pipes in trenches; MDPE; pressurised main; size: 50mm dia pipe | 14.85 | m | 653.4 | 65 | AI
C | 650 x 500 thick; for pipe 150 nominal size | 44 | M
Plain In-situ concrete Grade C20, 20 maximum aggregate; as Spec. R12/483 Beds and surrounds
[6 empty] | Pipes in trenches; MDPE; pressurised main; size: 50mm dia pipe | 14.85 | m | 1381.05 | 60 | AI
D | 450 x 400 thick; for pipe 100 nominal size | 93 | M
[6 empty] | Pipes in trenches; MDPE; pressurised main; size: 50mm dia pipe | 14.85 | m | 2004.75 | 60 | AI
E | 650 x 400 thick; for pipe 100 nominal size | 135 | M
[6 empty] | Pipes in trenches; MDPE; pressurised main; size: 50mm dia pipe | 14.85 | m | 326.7 | 62 | AI
F | 650 x 400 thick; for pipe 150 nominal size | 22 | M
Vertical casings
[6 empty] | Pipes in trenches; MDPE; pressurised main; size: 50mm dia pipe | 14.85 | m | 207.9 | 60 | AI
G | 450 x 450 thick; for pipe 100 nominal size | 14 | M
Upvc solid wall or clay pipes and fittings; as Spec. R12 Pipes
[6 empty] | Ducts in trenches; clay; size: 150mm dia | 22.06 | m | 308.84 | 64 | AI
H | 100 nominal size; vertical; in trenches | 14 | M
[6 empty] | Ducts in trenches; clay; size: 150mm dia | 22.06 | m | 5029.68 | 65 | AI
J | 100 nominal size; in trenches | 228 | M
Extra over for
[6 empty] | Temporary works; Groundforce hydraulic propping to secant piles, MP500's, MP250, plunge piles, | 0 | item | 0 | 47 | AI
K | Slab penetration detail over pile cap or ground beam; to include temporary protective cap, double spigot vertical pipe approx 500 long, 15 x 10mm deep , 88 degree bend with heel rest, 2 Nr T12 u bars approx 2300 overall length, couplings, 50mm thick compressible board | 25 | NR
[6 empty] | EO joints for Cemflex VB active metal waterstop and Hydrostop BR hydrophillic waterstop on Hydrostop WSM/m2 slab area | 8.82 | m2 | 17.64 | 36 | AI
L | Puddle flanges | 2 | NR
Page Total 23000/1/2
DRAINAGE - 23100 - Foul Drainage
| Description | Qty | Unit |  |  | Notes
Extra over for
[6 empty] | Temporary drains to compound | 0 | item | 0 | 38 | AI
A | Adaptor to above ground drainage; trapped gulley; showers | 8 | NR
[6 empty] | Temporary works; Groundforce hydraulic propping to secant piles, MP500's, MP250, plunge piles, | 0 | item | 0 | 46 | AI
B | Sleeve through pile caps and ground beams | 1 | M
[6 empty] | Excavate trenches for 6nr ducts ne 200mm dia; backfill with SEM; dispose of surplus off site; depth to invert: ne - 0.5 m | 48.96 | m | 342.72 | 37 | AI
C | Branches 100 x 100 x 100 | 7 | NR
[6 empty] | Pipework accessories & fittings; UPVC; 100mm dia; rocker | 19.2 | nr | 1459.2 | 54 | AI
D | Rocker pipes; 600 long | 76 | NR
[6 empty] | Temporary drains to compound | 0 | item | 0 | 38 | AI
E | Adaptor to above ground drainage; trapped gulley; internal floor gulley | 1 | NR
[6 empty] | Cetco Aquadrain 8mm cavity drain; vertical | 21.3 | m2 | 276.9 | 34 | AI
F | Adaptor to above ground drainage; SVP including roddabel access point | 13 | NR
[6 empty] | Pipework accessories & fittings; UPVC; 100mm dia; bend; lay only free issue | 3.61 | nr | 3.61 | 40 | AI
G | Allowance for additional fittings | 1 | ITEM
[6 empty] | Pipework accessories & fittings; UPVC; 125mm dia; rocker | 19.2 | nr | 76.8 | 56 | AI
H | Rocker pipes; 1200 long | 4 | NR
[6 empty] | Ducts in trenches; clay; size: 150mm dia | 22.06 | m | 1500.08 | 65 | AI
J | 150 nominal size; in trenches | 68 | M
[6 empty] | Temporary works; Groundforce hydraulic propping to secant piles, MP500's, MP250, plunge piles, | 0 | item | 0 | 46 | AI
K | Sleeve through pile caps and ground beams | 3 | M
[6 empty] | Timber edging; 50 x 150; with 40 x 40 x 450 pegs | 16.37 | m | 32.74 | 44 | AI
L | Branches 150 x 100 x 150 | 2 | NR
[6 empty] | Pipework accessories & fittings; UPVC; 100mm dia; rocker | 19.2 | nr | 307.2 | 54 | AI
M | Rocker pipes; 600 long | 16 | NR
[6 empty] | Pipework accessories & fittings; UPVC; 100mm dia; bend; lay only free issue | 3.61 | nr | 3.61 | 39 | AI
N | Allowance for additional fittings | 1 | ITEM
[6 empty] | Pipework accessories & fittings; UPVC; 125mm dia; rocker | 19.2 | nr | 38.4 | 56 | AI
P | Rocker pipes; 1200 long | 2 | NR
UPVC accessories Gullies; as Spec. R12
[6 empty] | Bed & surround; concrete; for duct size: 100 mm dia | 18.35 | m | 18.35 | 47 | AI
Q | Internal gully; 100 nominal size outlet; grating type/syely tbc; bedding and surrounding in plain in-situ concrete, Grade C20, 20 maximum aggregate | 1 | NR
[6 empty] | Bed & surround; concrete; for duct size: 100 mm dia | 18.35 | m | 128.45 | 49 | AI
R | Internal shower gully; 100 nominal size outlet; grating type/syely tbc; bedding and surrounding in plain in-situ concrete, Grade C20, 20 maximum aggregate | 7 | NR
Page Total 23000/1/3
DRAINAGE - 23100 - Foul Drainage
| Description | Qty | Unit |  |  | Notes
MANHOLES DISPOSAL SYSTEMS R12 Manholes Precast concrete manholes Manholes
[6 empty] | UPVC draw pit/joint box/inspection chamber; 450 x 600mm; A15 C&F; depth to invert: EO for B125 cover & frame | 21.83 | nr | 21.83 | 61 | AI
A | Internal; 450 x 600 precase concrete chamber; 1.00 to 1.50m deep; all necessary excavation; disposal of excavated material off-site; earthwork support; backfilling with concrete; bedding and surrounding; complete with double sealed airtight recessed access cover and frame (strength class A15) and 200 thick collar; 150 nominal size main channel; multiple branch channels; all necessary fittings and accessories | 1 | NR
Manholes (within existing)
[6 empty] | UPVC draw pit/joint box/inspection chamber; 450 x 600mm; A15 C&F; depth to invert: EO for B125 cover & frame | 21.83 | nr | 109.15 | 61 | AI
B | Internal; 450 x 600 precase concrete chamber; 1.00 to 1.50m deep; all necessary excavation; disposal of excavated material off-site; earthwork support; backfilling with concrete; bedding and surrounding; complete with double sealed airtight recessed access cover and frame (strength class A15) and 200 thick collar; 100 nominal size main channel; multiple branch channels; all necessary fittings and accessories | 5 | NR
[6 empty] | UPVC draw pit/joint box/inspection chamber; 450 x 600mm; A15 C&F; depth to invert: EO for B125 cover & frame | 21.83 | nr | 43.66 | 61 | AI
C | Internal; 450 x 600 precase concrete chamber; 1.00 to 1.50m deep; all necessary excavation; disposal of excavated material off-site; earthwork support; backfilling with concrete; bedding and surrounding; complete with double sealed airtight recessed access cover and frame (strength class A15) and 200 thick collar; 150 nominal size main channel; multiple branch channels; all necessary fittings and accessories | 2 | NR
[6 empty] | UPVC draw pit/joint box/inspection chamber; 450 x 600mm; A15 C&F; depth to invert: EO for B125 cover & frame | 21.83 | nr | 21.83 | 61 | AI
D | Internal; 450 x 600 precase concrete chamber; 1.50 to 2.00m deep; all necessary excavation; disposal of excavated material off-site; earthwork support; backfilling with concrete; bedding and surrounding; complete with double sealed airtight recessed access cover and frame (strength class A15) and 200 thick collar; 150 nominal size main channel; multiple branch channels; all necessary fittings and accessories | 1 | NR
Page Total 23000/1/4
DRAINAGE - 23100 - Foul Drainage
| Description | Qty | Unit |  |  | Notes
Manholes
[6 empty] | Bed & surround; concrete; for duct size: 300 mm dia | 22.51 | m | 67.53 | 47 | AI
A | External; 1200 dia precase concrete chamber; 2.00 to 2.50m deep; all necessary excavation; disposal of excavated material off-site; earthwork support; backfilling with concrete; bedding and surrounding; complete with recessed access cover and frame (strength class D400) and 200 thick collar; 150 nominal size main channel; multiple branch channels; all necessary fittings and accessories | 3 | NR
UPVC accessories Inspection Chambers; as Spec. R12/
[6 empty] | Excavate trenches for pipes ne 200mm dia; backfill with SEM; dispose of surplus on site; depth to invert: 1 - 1.25m | 20.41 | m | 20.41 | 50 | AI
B | External; 450 dia; 1.00 to 1.50m deep; all necessary excavation; disposal of excavated material off-site; earthwork support; backfilling with concrete; bedding and surrounding; complete with recessed access cover and frame (strength class B125) and 200 thick collar; 150 nominal size main channel; multiple branch channels; all necessary fittings and accessories | 1 | NR
[6 empty] | Excavate trenches for pipes ne 200mm dia; backfill with SEM; dispose of surplus on site; depth to invert: 1 - 1.25m | 20.41 | m | 61.23 | 50 | AI
C | External; 450 dia; 1.00 to 1.50m deep; all necessary excavation; disposal of excavated material off-site; earthwork support; backfilling with concrete; bedding and surrounding; complete with recessed access cover and frame (strength class C250) and 200 thick collar; 150 nominal size main channel; multiple branch channels; all necessary fittings and accessories | 3 | NR
Connecting to existing live sewer Make new branch connection to existing manhole within site boundary
[6 empty] | Excavate trenches for pipes ne 200mm dia; backfill with SEM; dispose of surplus off site; depth to invert: ne 0.5m | 13.13 | m | 26.26 | 53 | AI
D | Locating existing live manhole; excavating pits 2m maximum depth; earthwork support; expose wall of manhole; temporarily stopping or diverting flow; make new branch connection and drop manhole detail; backfilling with hardcore material; disposing of surplus material by removing from site | 2 | NR |  |  | This sum if for the connection works on Common Lane
Page Total 23000/1/5
DRAINAGE - 23100 - Foul Drainage
| Description | Qty | Unit |  |  | Notes
TESTING DISPOSAL SYSTEMS R12 Drainage below ground Testing and commissioning Complete drainage installation; as Spec. R12/
[6 empty] | CCTV survey | 2124 | item | 2124 | 50 | AI
A | CCTV Drainage Survey of complete installation; hardcopies and digital copy of survey to be handed over upon completion of the works | 1 | ITEM
[6 empty] | Concrete Testing; cubes & tank | 0 | item | 0 | 60 | AI
B | To include for general testing, water and air testing, water testing of manholes and inspections chambers; complete with cleaning out debris | 1 | ITEM
Page Total 23000/1/6
DRAINAGE - 23200 - Storm Drainage
| Description | Qty | Unit |  |  | Notes
BILL NR 23200 - DRAINAGE - STORM DRAINAGE DRAINAGE RUNS DISPOSAL SYSTEMS R12 Drainage below ground Excavating trenches For pipes; not exceeding 200 nominal size
[6 empty] | Excavate trenches for 225mm dia ducts; backfill with 6F2; dispose of surplus off site; depth to invert: 1.5 - 1.75 m | 209.6 | m | 34374.4 | 65 | AI
A | 750 average depth; backfilling with hardcore material; compacted in layers | 164 | M
[6 empty] | Excavate trenches for 225mm dia ducts; backfill with 6F2; dispose of surplus off site; depth to invert: 1.5 - 1.75 m | 209.6 | m | 8803.2 | 65 | AI
B | 1000 average depth; backfilling with hardcore material; compacted in layers | 42 | M
[6 empty] | Excavate trenches for 225mm dia ducts; backfill with 6F2; dispose of surplus off site; depth to invert: 1.5 - 1.75 m | 209.6 | m | 14462.4 | 65 | AI
C | 1250 average depth; backfilling with hardcore material; compacted in layers | 69 | M
[6 empty] | Excavate trenches for 225mm dia ducts; backfill with 6F2; dispose of surplus off site; depth to invert: 1.5 - 1.75 m | 209.6 | m | 2096 | 65 | AI
D | 1500 average depth; backfilling with hardcore material; compacted in layers | 10 | M
[6 empty] | Excavate trenches for 225mm dia ducts; backfill with 6F2; dispose of surplus off site; depth to invert: 1.5 - 1.75 m | 209.6 | m | 4401.6 | 65 | AI
E | 2000 average depth; backfilling with hardcore material; compacted in layers | 21 | M
For pipes; exceeding 200 nominal size; 300 dia
[6 empty] | Excavate trenches for 225mm dia ducts; backfill with 6F2; dispose of surplus off site; depth to invert: 1.5 - 1.75 m | 209.6 | m | 23684.8 | 65 | AI
F | 750 average depth; backfilling with hardcore material; compacted in layers | 113 | M
[6 empty] | Excavate trenches for 225mm dia ducts; backfill with 6F2; dispose of surplus off site; depth to invert: 1.5 - 1.75 m | 209.6 | m | 9851.2 | 65 | AI
G | 1000 average depth; backfilling with hardcore material; compacted in layers | 47 | M
[6 empty] | Excavate trenches for 225mm dia ducts; backfill with 6F2; dispose of surplus off site; depth to invert: 1.5 - 1.75 m | 209.6 | m | 10060.8 | 65 | AI
H | 1250 average depth; backfilling with hardcore material; compacted in layers | 48 | M
[6 empty] | Excavate trenches for 225mm dia ducts; backfill with 6F2; dispose of surplus off site; depth to invert: 1.5 - 1.75 m | 209.6 | m | 9641.6 | 65 | AI
J | 1500 average depth; backfilling with hardcore material; compacted in layers | 46 | M
[6 empty] | Excavate trenches for 225mm dia ducts; backfill with 6F2; dispose of surplus off site; depth to invert: 1.5 - 1.75 m | 209.6 | m | 2515.2 | 65 | AI
K | 1750 average depth; backfilling with hardcore material; compacted in layers | 12 | M
Disposal Contaminated ground
[6 empty] | EO disposal of arisings from trenches for non hazardous material (prov) | 13.88 | m3 | 13.88 | 40 | AI
L | Toxic/hazardous material; (PRICING POINT RISK ITEM ) - NOT Measured in accordance with SMM7R | 1 | ITEM
Ground water
[6 empty] | Level & compact bottom of excavation | 7.5 | m2 | 7.5 | 48 | AI
M | Below ground water level; (PRICING POINT - Ground water level not established) - NOT Measured in accordance with SMM7R | 1 | ITEM
Page Total 23000/2/1
DRAINAGE - 23200 - Storm Drainage
| Description | Qty | Unit |  |  | Notes
Surface water
[6 empty] | Temporary drains to compound | 0 | item | 0 | 51 | AI
A | generally | 1 | ITEM
Granular material, 10 nominal size Beds and surrounds
[6 empty] | Pipes in trenches; MDPE; pressurised main; size: 50mm dia pipe | 14.85 | m | 2628.45 | 65 | AI
B | 650 x 500 thick; for pipe 150 nominal size | 177 | M
[6 empty] | Excavate trenches for 300mm dia pipes; backfill with SEM; dispose of surplus off site; depth to invert: 1.25 - 1.5m | 49.57 | m | 10211.42 | 62 | AI
C | 650 x 500 thick; for pipe 300 nominal size | 206 | M
Plain In-situ concrete Grade C20, 20 maximum aggregate; as Spec. R12/483 Beds and surrounds
[6 empty] | Pipes in trenches; MDPE; pressurised main; size: 50mm dia pipe | 14.85 | m | 1915.65 | 62 | AI
D | 450 x 400 thick; for pipe 150 nominal size | 129 | M
[6 empty] | Excavate trenches for 300mm dia pipes; backfill with SEM; dispose of surplus off site; depth to invert: 1.25 - 1.5m | 49.57 | m | 3073.34 | 62 | AI
E | 650 x 500 thick; for pipe 300 nominal size | 62 | M
Vertical casings
[6 empty] | Pipes in trenches; MDPE; pressurised main; size: 50mm dia pipe | 14.85 | m | 430.65 | 62 | AI
F | 450 x 450 thick; for pipe 150 nominal size | 29 | M
Upvc solid wall or clay pipes and fittings; as Spec. R12 Pipes
[6 empty] | Ducts in trenches; clay; size: 150mm dia | 22.06 | m | 639.74 | 64 | AI
G | 150 nominal size; vertical; in trenches | 29 | M
Extra over for
[6 empty] | Pipework accessories & fittings; UPVC; 100mm dia; bend; lay only free issue | 3.61 | nr | 3.61 | 40 | AI
H | Allowance for additional fittings | 1 | ITEM
[6 empty] | Ducts in trenches; clay; size: 150mm dia | 22.06 | m | 6772.42 | 65 | AI
J | 150 nominal size; in trenches | 307 | M
[6 empty] | Excavate trenches for 6nr ducts ne 200mm dia; backfill with SEM; dispose of surplus off site; depth to invert: ne - 0.5 m | 48.96 | m | 4259.52 | 36 | AI
K | Short radius bends | 87 | NR
[6 empty] | Rebar to rebar direct connection; clamp dedicated bars at each storey height; Furse RR2626 | 9.91 | nr | 455.86 | 39 | AI
L | Adaptor to RWP's | 46 | NR
[6 empty] | Timber edging; 50 x 150; with 40 x 40 x 450 pegs | 16.37 | m | 65.48 | 44 | AI
M | Branches 150 x 150 x 150 | 4 | NR
[6 empty] | Granite twice bull nosed coping/seat with flame finish; 650 x 40mm thk in 600mm lenghts; on 30mm mortar bed. Lay only free issue granite | 20.42 | m | 3083.42 | 37 | AI
N | Rocker pies; 600 long | 151 | NR
[6 empty] | Recess; 300 x 115 x 45 in slipform walls | 20.22 | nr | 343.74 | 53 | AI
P | Branches 300 x 150 x 300 | 17 | NR
[6 empty] | Temporary drains to compound | 0 | item | 0 | 36 | AI
Q | Adaptor to above ground drainage; trapped gulley | 7 | NR
[6 empty] | Pipework accessories & fittings; UPVC; 100mm dia; bend; lay only free issue | 3.61 | nr | 3.61 | 40 | AI
R | Allowance for additional fittings | 1 | ITEM
[6 empty] | Compound hardstanding | 0 | m2 | 0 | 25 | AI
S | Adaptor to Polystorm Xtra Modular Cell units | 3 | NR
Page Total 23000/2/2
DRAINAGE - 23200 - Storm Drainage
| Description | Qty | Unit |  |  | Notes
Extra over for
[6 empty] | Ducts in trenches; clay; size: 150mm dia | 22.06 | m | 5912.08 | 65 | AI
A | 300 nominal size; in trenches | 268 | M
[6 empty] | Compound hardstanding | 0 | m2 | 0 | 25 | AI
B | Adaptor to Polystorm Xtra Modular Cell units | 2 | NR
[6 empty] | Pipework accessories & fittings; UPVC; 100mm dia; rocker | 19.2 | nr | 307.2 | 54 | AI
C | Rocker pipes; 600 long | 16 | NR
[6 empty] | Pipework accessories & fittings; UPVC; 100mm dia; bend; lay only free issue | 3.61 | nr | 3.61 | 40 | AI
D | Allowance for additional fittings | 1 | ITEM
UPVC accessories Gullies; as Spec. R12
[6 empty] | Granite edging; 50 x 150; concrete bed & haunch; free issue kerb | 22.7 | m | 158.9 | 52 | AI
E | External gully; 150 nominal size outlet; 375 x 750 concrete gully; D400 grating; bedding and surrounding in plain in-situ concrete, Grade C20, 20 maximum aggregate; as drawing ESC2-CDL-XX-XX-DR-C-50003 Rev P03 | 7 | NR
[6 empty] | Granite edging; 50 x 150; concrete bed & haunch; free issue kerb | 22.7 | m | 1044.2 | 46 | AI
F | RWP gully; 150 nominal size outlet; vertical inlet hopper with alloy sealing plate; bedding and surrounding in plain in-situ concrete, Grade C20, 20 maximum aggregate; as drawing ESC2-CDL-XX-XX-DR-C-50003 Rev P03 | 46 | NR
Composite accessories Proprietary drainage channel; Aco Multidrain; as drawing ESC2-CDL-XX-XX-DR-C-50003 Rev P03
[6 empty] | Granite edging; 50 x 150; concrete bed & haunch; free issue kerb | 22.7 | m | 1543.6 | 58 | AI
G | Level channel; with 150mm nominal size outlet; removable heelsafe grating manufactured from steel; bedding and surrounding in plain in-situ concrete, Grade C20, 20 maximum aggregate | 68 | M
Extra over for
[6 empty] | Penetration/openings; circular; ne 100 dia; ne 250 thk | 11.18 | nr | 111.8 | 43 | AI
H | end caps | 10 | NR
[6 empty] | Temporary drains to compound | 0 | item | 0 | 33 | AI
J | combined outlet sump unit | 10 | NR
Page Total 23000/2/3
DRAINAGE - 23200 - Storm Drainage
| Description | Qty | Unit |  |  | Notes
MANHOLES DISPOSAL SYSTEMS R12 Manholes Precast concrete manholes Manholes
[6 empty] | UPVC draw pit/joint box/inspection chamber; 450 x 600mm; A15 C&F; depth to invert: EO for B125 cover & frame | 21.83 | nr | 43.66 | 63 | AI
A | 450 x 600 precase concrete chamber; 0.50 to 1.00m deep; all necessary excavation; disposal of excavated material off-site; earthwork support; backfilling with concrete; bedding and surrounding; complete with recessed access cover and frame (strength class B125) and 200 thick collar; 150 nominal size main channel; multiple branch channels; all necessary fittings and accessories | 2 | NR
[6 empty] | UPVC draw pit/joint box/inspection chamber; 450 x 600mm; A15 C&F; depth to invert: EO for B125 cover & frame | 21.83 | nr | 65.49 | 57 | AI
B | 450 x 600 precase concrete chamber; 1.00 to 1.50m deep; all necessary excavation; disposal of excavated material off-site; earthwork support; backfilling with concrete; bedding and surrounding; complete with recessed access cover and frame (strength class D400) and 200 thick collar; 300 nominal size main channel; multiple branch channels; all necessary fittings and accessories | 3 | NR
[6 empty] | UPVC draw pit/joint box/inspection chamber; 450 x 600mm; A15 C&F; depth to invert: EO for B125 cover & frame | 21.83 | nr | 87.32 | 62 | AI
C | 600 x 750 precase concrete chamber; 0.50 to 1.00m deep; all necessary excavation; disposal of excavated material off-site; earthwork support; backfilling with concrete; bedding and surrounding; complete with recessed access cover and frame (strength class B125) and 200 thick collar; 150 nominal size main channel; multiple branch channels; all necessary fittings and accessories | 4 | NR
[6 empty] | UPVC draw pit/joint box/inspection chamber; 450 x 600mm; A15 C&F; depth to invert: EO for B125 cover & frame | 21.83 | nr | 152.81 | 59 | AI
D | 600 x 750 precase concrete chamber; 1.00 to 1.50m deep; all necessary excavation; disposal of excavated material off-site; earthwork support; backfilling with concrete; bedding and surrounding; complete with recessed access cover and frame (strength class D400) and 200 thick collar; 300 nominal size main channel; multiple branch channels; all necessary fittings and accessories | 7 | NR
UPVC accessories Inspection Chambers; as Spec. R12/
[6 empty] | Excavate trenches for 225mm dia ducts; backfill with SEM; dispose of surplus off site; depth to invert: ne - 0.5 m | 19.4 | m | 77.6 | 50 | AI
E | External; 450 dia; 0.50 to 1.00m deep; all necessary excavation; disposal of excavated material off-site; earthwork support; backfilling with concrete; bedding and surrounding; complete with recessed access cover and frame (strength class B125) and 200 thick collar; 150 nominal size main channel; multiple branch channels; all necessary fittings and accessories | 4 | NR
Page Total 23000/2/4
DRAINAGE - 23200 - Storm Drainage
| Description | Qty | Unit |  |  | Notes
UPVC accessories Inspection Chambers; as Spec. R12/
[6 empty] | Excavate trenches for pipes ne 200mm dia; backfill with SEM; dispose of surplus on site; depth to invert: 1 - 1.25m | 20.41 | m | 20.41 | 50 | AI
A | External; 450 dia; 1.00 to 1.50m deep; all necessary excavation; disposal of excavated material off-site; earthwork support; backfilling with concrete; bedding and surrounding; complete with recessed access cover and frame (strength class B125) and 200 thick collar; 150 nominal size main channel; multiple branch channels; all necessary fittings and accessories | 1 | NR
[6 empty] | Excavate trenches for 225mm dia ducts; backfill with SEM; dispose of surplus off site; depth to invert: ne - 0.5 m | 19.4 | m | 19.4 | 50 | AI
B | External; 450 dia; 1.50 to 2.00m deep; all necessary excavation; disposal of excavated material off-site; earthwork support; backfilling with concrete; bedding and surrounding; complete with recessed access cover and frame (strength class B125) and 200 thick collar; 150 nominal size main channel; multiple branch channels; all necessary fittings and accessories | 1 | NR
[6 empty] | Excavate trenches for 225mm dia ducts; backfill with 6F2; dispose of surplus off site; depth to invert: ne - 0.5 m | 19.6 | m | 78.4 | 50 | AI
C | External; 600 dia; 0.50 to 1.00m deep; all necessary excavation; disposal of excavated material off-site; earthwork support; backfilling with concrete; bedding and surrounding; complete with recessed access cover and frame (strength class B125) and 200 thick collar; 150 nominal size main channel; multiple branch channels; all necessary fittings and accessories | 4 | NR
[6 empty] | Excavate trenches for 6nr ducts ne 200mm dia; backfill with SEM; dispose of surplus off site; depth to invert: ne - 0.5 m | 48.96 | m | 48.96 | 49 | AI
D | External; 600 dia; 0.50 to 1.00m deep; all necessary excavation; disposal of excavated material off-site; earthwork support; backfilling with concrete; bedding and surrounding; complete with recessed access cover and frame (strength class D400) and 200 thick collar; 300 nominal size main channel; multiple branch channels; all necessary fittings and accessories | 1 | NR
[6 empty] | Excavate trenches for 300mm dia pipes; backfill with SEM; dispose of surplus off site; depth to invert: 1.25 - 1.5m | 49.57 | m | 99.14 | 49 | AI
E | External; 600 dia; 1.50 to 2.00m deep; all necessary excavation; disposal of excavated material off-site; earthwork support; backfilling with concrete; bedding and surrounding; complete with recessed access cover and frame (strength class D400) and 200 thick collar; 300 nominal size main channel; multiple branch channels; all necessary fittings and accessories | 2 | NR
Connecting to existing live sewer Build new manhole on existing line
[6 empty] | Excavate trenches for pipes ne 200mm dia; backfill with SEM; dispose of surplus off site; depth to invert: ne 0.5m | 13.13 | m | 13.13 | 55 | AI
F | Locating existing live sewer; excavating pits 2m maximum depth; earthwork support; expose and cut out section of pipe; temporarily stopping or diverting flow; build new manhole (new manhole measured elsewhere); backfilling with hardcore material; disposing of surplus material by removing from site | 1 | NR
Page Total 23000/2/5
DRAINAGE - 23200 - Storm Drainage
| Description | Qty | Unit |  |  | Notes
Make new branch connection to existing manhole within site boundary
[6 empty] | Excavate trenches for 300mm dia pipes; backfill with SEM; dispose of surplus off site; depth to invert: ne 0.5m | 20.14 | m | 60.42 | 58 | AI
A | Locating existing live manhole; excavating pits 2m maximum depth; earthwork support; expose wall of manhole; temporarily stopping or diverting flow; make new 300 dia branch connection and drop manhole detail; backfilling with hardcore material; disposing of surplus material by removing from site | 3 | NR
Page Total 23000/2/6
DRAINAGE - 23200 - Storm Drainage
| Description | Qty | Unit |  |  | Notes
TESTING DISPOSAL SYSTEMS R12 Drainage below ground Testing and commissioning Complete drainage installation; as Spec. R12/
[6 empty] | CCTV survey | 2124 | item | 2124 | 50 | AI
A | CCTV Drainage Survey of complete installation; hardcopies and digital copy of survey to be handed over upon completion of the works | 1 | ITEM
[6 empty] | Concrete Testing; cubes & tank | 0 | item | 0 | 60 | AI
B | To include for general testing, water and air testing, water testing of manholes and inspections chambers; complete with cleaning out debris | 1 | ITEM
Page Total 23000/2/7
DRAINAGE - 23300 - Storm Attenuation
| Description | Qty | Unit |  |  | Notes
BILL NR 23300 - DRAINAGE - ATTENUATION Not Applicable DISPOSAL SYSTEMS R12 ATTENUATION Excavating Pits
[6 empty] | Excavate topsoil for preservation; 150mm depth | 0.99 | m2 | 332.64 | 48 | AI
A | 2.00 m maximum depth | 336 | M3
Earthwork support To faces of excavation
[6 empty] | Excavate topsoil for preservation; 150mm depth | 0.99 | m2 | 248.49 | 52 | AI
B | 2.00 m maximum depth; distance between opposing faces note exceeding 3-60 m | 251 | M2
Disposal
[6 empty] | EO for excavation in contaminated water (prov) | 15.3 | m3 | 15.3 | 42 | AI
C | Ground water; Contractors Risk Item | 1 | ITEM
[6 empty] | Temporary drains to compound | 0 | item | 0 | 46 | AI
D | Surface water | 1 | ITEM
Excavated material
[6 empty] | Dispose of broken concrete off site | 22.13 | m3 | 7435.68 | 48 | AI
E | Off site | 336 | M3
Course sand or non angular granular material; graded so that when compacted is dense without voids Filling around attenuation tank
[6 empty] | Gas membrane; Visqueen Radon Barrier; turn up at edges ne 250mm | 1.77 | m | 54.87 | 52 | AI
F | Not exceeding 250 average thick | 31 | M3
Type 3 gravel; graded so that when compacted is dense without voids Filling to make up levels
[6 empty] | Excavate to reduce levels; ne 250mm | 5.26 | m3 | 1151.94 | 59 | AI
G | Over 250 average thick; compacting in layers not exceeding 150 thick | 219 | M3
Surface treatments Compacting
[6 empty] | Level & compact bottom of excavation | 7.5 | m2 | 1260 | 56 | AI
H | Bottom of excavation; with vitrated plate | 168 | M2
[6 empty] | Working space; trenches; b/fill with SEM | 14.4 | m2 | 2419.2 | 51 | AI
J | filling; with vitrated plate | 168 | M2
Impermeable geomembrane protection sheet; Contractors Proposals as recommended by manufacturer of attenuation tank
[6 empty] | 1200g visqueen (300mu); horizontal; folded and taped joints | 2.88 | m2 | 1192.32 | 55 | AI
K | Generally; laying vertically and horizontal to stormcell units; joints lapped and sealed as per manufacturers recommendations | 414 | M2
Page Total 23000/3/1
DRAINAGE - 23300 - Storm Attenuation
| Description | Qty | Unit |  |  | Notes
Impermeable geomembrane protection sheet; Contractors Proposals as recommended by manufacturer of attenuation tank
[6 empty] | Excavate trenches for pipes ne 200mm dia; backfill with SEM; dispose of surplus on site; depth to invert: 1 - 1.25m | 20.41 | m | 265.33 | 54 | AI
A | Extra over for sealing around pipework penetrations not exceeding 200 dia | 13 | NR
[6 empty] | Excavate trenches for 300mm dia pipes; backfill with SEM; dispose of surplus off site; depth to invert: 1.25 - 1.5m | 49.57 | m | 99.14 | 55 | AI
B | Extra over for sealing around pipework penetrations 300 dia | 2 | NR
Equipment Attenuation tank; refer to drawings ESC"-CDL-XX-XX-DR-C-10002 Rev P01 & 50003 Rev P03
[6 empty] | Ducts in trenches; UPVC; size: 63mm dia | 5.61 | m | 5.61 | 46 | AI
C | Attenuation; Total void volume 63.4m3 (636 units); Polystorm Xtra modular cell units or equal and approved; 1000 x 500 x 210 high; include for all fittings, fixings, accessories, seals, sealants and the like | 1 | NR
[6 empty] | Pipework accessories & fittings; UPVC; 125mm dia; rocker | 19.2 | nr | 172.8 | 60 | AI
D | Extra over for flange adaptor to suit 150 dia pipes | 9 | NR
[6 empty] | Excavate trenches for 300mm dia pipes; backfill with SEM; dispose of surplus off site; depth to invert: 1.25 - 1.5m | 49.57 | m | 99.14 | 47 | AI
E | Extra over for flange adaptor to suit 300 dia pipes | 2 | NR
[6 empty] | UPVC draw pit/joint box/inspection chamber; 450 x 600mm; A15 C&F; depth to invert: EO for B125 cover & frame | 21.83 | nr | 109.15 | 60 | AI
F | Extra over for vent pipe; including 1000 x 1000 x 150 thick concrete collar; precast concrete cover frame; 230 x 230 clear opening vented surface box | 5 | NR
Page Total 23000/3/2
DRAINAGE - 23400 - Work to retained Drainage System
| Description | Qty | Unit |  |  | Notes
BILL NR 23400 - DRAINAGE - WORKS TO RETAINED DRAINAGE SYSTEM Not Applicable DISPOSAL SYSTEMS R12 Drainage below ground Remedial works to existing system Existing drainage installation; as Spec. R12/
[6 empty] | Edge protection barriers (1.15m high) to slab edges, left in place after our works extended hire (per m per week); standard top fixing | 1.23 | m | 1.23 | 44 | AI
A | Removal of redundant pipework, manholes and the like; PRICING POINT ALLOWANCE | 1 | ITEM
[6 empty] | Staircase protection; Remove and dispose of Plywood to treads and risers; 1200 x (250+125); per tread | 6.16 | nr | 110.88 | 44 | AI
B | Remove and replace existing access cover and frames with new access cover and frames to suit new levels | 18 | NR
[6 empty] | Concrete Testing; cubes & tank | 0 | item | 0 | 51 | AI
C | To include for general repairs, pipe lining, testing, water and air testing, water testing of manholes and inspections chambers; complete with cleaning out debris; PRICING POINT ALLOWANCE | 1 | ITEM |  |  | PROV SUM - MORE DETAILS REQUIRED
[6 empty] | CCTV survey | 2124 | item | 2124 | 51 | AI
D | CCTV Drainage Survey and Report of existing installation; hardcopies and digital copy of survey to be handed over to clients representatives | 1 | ITEM
Page Total 23000/4/1
END